## Service Line Inventory
DEP_10-S_00014.3 |  |  | Service Line Inventory Report
06/2022 |  |  | New Jersey Department of Environmental Protection
Division of Water Supply and Geoscience - Water System Operations Element
I. System Information |  |  |  | II. Contact Information for Owner/ Licensed Operator of Record Completing the Form
Water System Name: | Aqua NJ _ Woolwich |  |  | Contact Name: |  | ALISSA VANIM
PWSID Number: | NJ0824001 |  |  | Contact Title: |  | MANAGER OF ENVIRONMENTAL COMPLIANCE
|  |  |  | Contact Phone: |  | 609.587.4080
|  |  |  | Contact Email: |  | ARVANIM@AQUAAMERICA.COM
III. Inventory Information
Owner of Service Lines:
[9 empty] | Selection | Number of sites
I. Lead | [9 empty] | 0
II. Galvanized | [9 empty] | 0
III. Lead gooseneck, pigtail, or connector | [9 empty] | 0
IV. Lead Status Unknown | [9 empty] | 0
V. Non-lead | [9 empty] | 2881
|  | # of LSLs to be replaced/identified: |  | 0 |  |  | # of LSLs to be replaced annually: |  |  | 0
|  | Total # of service lines in PCWS: |  | 2881 |  |  | # of known LSLs |  |  | 0
IV. Inventory Availability
This inventory has been made publicly accessible by:
| If 3,300 customers or greater: Posting the inventory on my water system's website | [5 empty] | Website: | https://www.aquaamerica.com/our-states/new-jersey.aspx
| If under 3,300 customers: Posting the inventory in a publicly accessible place, if a website is not available | [5 empty] | Inventory is available via: |  |  | Website above
V. Certifications
By submitting this form, I have verified and certify the information listed in this form is true and accurate to the best of my knowledge and belief.
| Water System Owner or Licensed Operator Name |  |  |  | Date |  |  | Title (if WS Owner)
| Email |  |  |  | Phone Number |  |  | License Number (if LO)
*This form must be submitted by the Water System Owner or its Licensed Operator of Record.*
Property Owner
System
Both

## Service Line Inventory Table
PBCU Sample Site ID (e.g. PBCU01) (Optional) | Street Address | Zip Code | Town | Lot (Optional) | Block (Optional) | Easting (X) (Optional) | Northing (Y) (Optional) | Latitude (Optional) | Longitude (Optional) | Locational Identifier (Optional) | Service Line Category | Suspected to be lead? (Y/N) (Complete if answered UL for column L) | Public Service Line Materials | Public Service Line - Other Materials (Provide only if Column N is indicated as O) | Customer Service Line Materials | Customer Service Line - Other Materials (Only provide if Column P is indicated as O) | PWS Service Line Install Date (Optional) | Customer Service Line Install Date (optional) | Service Line Length (ft.) (Optional) | PCWS Service Line - Verification Source | PCWS Service Line - Other Source (Provide only if Column U is indicated as O) | PCWS Service Line - Reasoning | PCWS Service Line - Steps to be Taken to ID | Customer Service Line - Verification Source | Customer Service Line - Other Source (Provide only if Column Y is indicated as O) | Customer Service Line- Reasoning | Customer Service Line - Steps to be Taken to ID | Attachments (Y/N) (Optional) | PCWS Service Line Diameter (Optional)2 | Customer Service Line Diameter (optional) | Building Type (Optional) | PCWS Comments (Optional) | DEP Comments
| HOLLY DRIVE & CENTER SQUAR , WOOLWICH, NJ, 08034 | 08034 | WOOLWICH |  |  |  |  | 39.7442 | '-75.3440466 |  | NL |  | O | NOT LEAD | O | NOT LEAD |  |  |  | O | Institutional Knowledge
| 121 CENTER SQUARE RD , WOOLWICH TOWNSHIP, NJ, 08085-1787 | 08085-1787 | WOOLWICH TOWNSHIP |  |  |  |  | 39.7385 | '-75.32566298 |  | NL |  | C |  | C |  |  |  |  | F1
| MAPLE GROVE CT , WOOLWICH TOWNSHIP, NJ, 08085 | 08085 | WOOLWICH TOWNSHIP |  |  |  |  | 39.7268 | '-75.32585197 |  | NL |  | C |  | C |  |  |  |  | F1
| 1 CLUB HOUSE WAY , WOOLWICH TOWNSHIP, NJ, 08085-2506 | 08085-2506 | WOOLWICH TOWNSHIP |  |  |  |  | 39.7411 | '-75.33862591 |  | NL |  | O | NOT LEAD | O | NOT LEAD |  |  |  | RRN
| 2 AMESBURY , WOOLWICH TOWNSHIP, NJ, 08085 | 08085 | WOOLWICH TOWNSHIP |  |  |  |  | 39.7409 | '-75.33812642 |  | NL |  | C |  | C |  |  |  |  | F1
| 3 AMESBURY , WOOLWICH TOWNSHIP, NJ, 08085 | 08085 | WOOLWICH TOWNSHIP |  |  |  |  | 39.7376 | '-75.34248714 |  | NL |  | C |  | C |  |  |  |  | F1
| 25 BROCKTON CT , WOOLWICH TOWNSHIP, NJ, 08085 | 08085 | WOOLWICH TOWNSHIP |  |  |  |  | 39.7425 | '-75.33971259 |  | NL |  | C |  | C |  |  |  |  | F1
| 144 SOMERFIELD DR , WOOLWICH, NJ, 08085 | 08085 | WOOLWICH |  |  |  |  | 39.7425 | '-75.34713757 |  | NL |  | C |  | P |  |  |  |  | F1
| 131 SOMERFIELD RD , WOOLWICH TOWNSHIP, NJ, 08085-2507 | 08085-2507 | WOOLWICH TOWNSHIP |  |  |  |  | 39.7428 | '-75.34621198 |  | NL |  | C |  | C |  |  |  |  | F1
| 0000 SOMERFIELD DR , WOOLWICH TOWNSHIP, NJ, 08085 | 08085 | WOOLWICH TOWNSHIP |  |  |  |  | 39.727 | '-75.32555817 |  | NL |  | C |  | P |  |  |  |  | F1
| 0000 SOMERFIELD DR , WOOLWICH TOWNSHIP, NJ, 08085 | 08085 | WOOLWICH TOWNSHIP |  |  |  |  | 39.727 | '-75.32555817 |  | NL |  | P |  | O | NOT LEAD |  |  |  | F1, O | Institutional Knowledge
| 4 BRATTLEBORO RD , WOOLWICH TOWNSHIP, NJ, 08085 | 08085 | WOOLWICH TOWNSHIP |  |  |  |  | 39.7431 | '-75.34692264 |  | NL |  | C |  | C |  |  |  |  | F1
| 30A DANBURY DR , WOOLWICH TOWNSHIP, NJ, 08085 | 08085 | WOOLWICH TOWNSHIP |  |  |  |  | 39.7421 | '-75.3431646 |  | NL |  | C |  | C |  |  |  |  | F1
| 0000 SOMERFIELD DR , WOOLWICH TWP, NJ, 08085 | 08085 | WOOLWICH TWP |  |  |  |  | 39.727 | '-75.32555817 |  | NL |  | C |  | P |  |  |  |  | F1
| 36 MANSION DR UNIT IRRIGA, WOOLWICH TWP, NJ, 08085-5061 | 08085-5061 | WOOLWICH TWP |  |  |  |  | 39.7403 | '-75.33552215 |  | NL |  | C |  | C |  |  |  |  | F1
| 0000 CENTER SQUARE RD , WOOLWICH TWP, NJ, 08085 | 08085 | WOOLWICH TWP |  |  |  |  | 39.7268 | '-75.32585197 |  | NL |  | C |  | C |  |  |  |  | F1
| 96 ALYSON PL , WOOLWICH TOWNSHIP, NJ, 08085-1694 | 08085-1694 | WOOLWICH TOWNSHIP |  |  |  |  | 39.7445 | '-75.34178403 |  | NL |  | C |  | P |  |  |  |  | F1
| 899 ASHBURN WAY , WOOLWICH TOWNSHIP, NJ, 08085-4017 | 08085-4017 | WOOLWICH TOWNSHIP |  |  |  |  | 39.7447 | '-75.34344411 |  | NL |  | O | NOT LEAD | O | NOT LEAD |  |  |  | RRN
| 897 ASHBURN WAY , WOOLWICH TOWNSHIP, NJ, 08085-4017 | 08085-4017 | WOOLWICH TOWNSHIP |  |  |  |  | 39.7446 | '-75.34308513 |  | NL |  | C |  | P |  |  |  |  | F1
| 901 ASHBURN WAY , WOOLWICH TOWNSHIP, NJ, 08085-4020 | 08085-4020 | WOOLWICH TOWNSHIP |  |  |  |  | 39.7448 | '-75.34409046 |  | NL |  | C |  | P |  |  |  |  | F1
| 120 HOLLY DR , WOOLWICH TOWNSHIP, NJ, 08085-4039 | 08085-4039 | WOOLWICH TOWNSHIP |  |  |  |  | 39.7469 | '-75.34384707 |  | NL |  | C |  | P |  |  |  |  | F1
| 903 ASHBURN WAY , WOOLWICH TOWNSHIP, NJ, 08085-4020 | 08085-4020 | WOOLWICH TOWNSHIP |  |  |  |  | 39.745 | '-75.34430195 |  | NL |  | C |  | P |  |  |  |  | F1
| 123 HOLLY DR , WOOLWICH TOWNSHIP, NJ, 08085-4037 | 08085-4037 | WOOLWICH TOWNSHIP |  |  |  |  | 39.7472 | '-75.34379948 |  | NL |  | O | NOT LEAD | O | NOT LEAD
| 101 ALYSON PL , WOOLWICH TOWNSHIP, NJ, 08085-4026 | 08085-4026 | WOOLWICH TOWNSHIP |  |  |  |  | 39.7451 | '-75.34127435 |  | NL |  | O | NOT LEAD | O | NOT LEAD
| 103 HOLLY DR , WOOLWICH TOWNSHIP, NJ, 08085-4037 | 08085-4037 | WOOLWICH TOWNSHIP |  |  |  |  | 39.7456 | '-75.34317834 |  | NL |  | C |  | P |  |  |  |  | F1
| 932 ASHBURN WAY , WOOLWICH TOWNSHIP, NJ, 08085-4024 | 08085-4024 | WOOLWICH TOWNSHIP |  |  |  |  | 39.7469 | '-75.34604106 |  | NL |  | C |  | P |  |  |  |  | F1
| 9 ETHAN TER , WOOLWICH TOWNSHIP, NJ, 08085-4035 | 08085-4035 | WOOLWICH TOWNSHIP |  |  |  |  | 39.7466 | '-75.34739858 |  | NL |  | C |  | P |  |  |  |  | F1
| 118 HOLLY DR , WOOLWICH TOWNSHIP, NJ, 08085-4039 | 08085-4039 | WOOLWICH TOWNSHIP |  |  |  |  | 39.7468 | '-75.34362173 |  | NL |  | O | NOT LEAD | O | NOT LEAD
| 936 ASHBURN WAY , WOOLWICH TOWNSHIP, NJ, 08085-4024 | 08085-4024 | WOOLWICH TOWNSHIP |  |  |  |  | 39.7473 | '-75.34589818 |  | NL |  | C |  | P |  |  |  |  | F1
| 100 HOLLY DR , WOOLWICH TOWNSHIP, NJ, 08085-4038 | 08085-4038 | WOOLWICH TOWNSHIP |  |  |  |  | 39.7456 | '-75.34350725 |  | NL |  | O | NOT LEAD | O | NOT LEAD |  |  |  | RRN
| 110 PINE DR , WOOLWICH TOWNSHIP, NJ, 08085-4013 | 08085-4013 | WOOLWICH TOWNSHIP |  |  |  |  | 39.7458 | '-75.33897673 |  | NL |  | C |  | P |  |  |  |  | F1
| 881 ASHBURN WAY , WOOLWICH TOWNSHIP, NJ, 08085-4016 | 08085-4016 | WOOLWICH TOWNSHIP |  |  |  |  | 39.7443 | '-75.34106183 |  | NL |  | C |  | P |  |  |  |  | F1
| 6 ETHAN TER , WOOLWICH TOWNSHIP, NJ, 08085-4035 | 08085-4035 | WOOLWICH TOWNSHIP |  |  |  |  | 39.7461 | '-75.34680438 |  | NL |  | O | NOT LEAD | O | NOT LEAD |  |  |  | RRN
| 106 ALYSON PL , WOOLWICH TOWNSHIP, NJ, 08085-4027 | 08085-4027 | WOOLWICH TOWNSHIP |  |  |  |  | 39.746 | '-75.34152638 |  | NL |  | C |  | C |  |  |  |  | F1
| 216 SPRUCE TRL , WOOLWICH TOWNSHIP, NJ, 08085-4008 | 08085-4008 | WOOLWICH TOWNSHIP |  |  |  |  | 39.7462 | '-75.34518713 |  | NL |  | C |  | P |  |  |  |  | F1
| 214 SPRUCE TRL , WOOLWICH TOWNSHIP, NJ, 08085-4008 | 08085-4008 | WOOLWICH TOWNSHIP |  |  |  |  | 39.746 | '-75.34509377 |  | NL |  | C |  | P |  |  |  |  | F1
| 210 SPRUCE TRL , WOOLWICH TOWNSHIP, NJ, 08085-4008 | 08085-4008 | WOOLWICH TOWNSHIP |  |  |  |  | 39.7458 | '-75.34474109 |  | NL |  | C |  | P |  |  |  |  | F1
| 102 JUNIPER LN , WOOLWICH TOWNSHIP, NJ, 08085-4046 | 08085-4046 | WOOLWICH TOWNSHIP |  |  |  |  | 39.7455 | '-75.34251178 |  | NL |  | O | NOT LEAD | O | NOT LEAD |  |  |  | RRN
| 5 ETHAN TER , WOOLWICH TOWNSHIP, NJ, 08085-4035 | 08085-4035 | WOOLWICH TOWNSHIP |  |  |  |  | 39.7465 | '-75.34699036 |  | NL |  | C |  | C |  |  |  |  | F1
| 7 ETHAN TER , WOOLWICH TOWNSHIP, NJ, 08085-4035 | 08085-4035 | WOOLWICH TOWNSHIP |  |  |  |  | 39.7466 | '-75.34717064 |  | NL |  | O | NOT LEAD | O | NOT LEAD
| 3 ETHAN TER , WOOLWICH TOWNSHIP, NJ, 08085-4035 | 08085-4035 | WOOLWICH TOWNSHIP |  |  |  |  | 39.7463 | '-75.3467057 |  | NL |  | C |  | P |  |  |  |  | F1
| 98 HOLLY DR , WOOLWICH TOWNSHIP, NJ, 08085-4056 | 08085-4056 | WOOLWICH TOWNSHIP |  |  |  |  | 39.7452 | '-75.34373316 |  | NL |  | C |  | P |  |  |  |  | F1
| 105 ALYSON PL , WOOLWICH TOWNSHIP, NJ, 08085-4026 | 08085-4026 | WOOLWICH TOWNSHIP |  |  |  |  | 39.7456 | '-75.3411543 |  | NL |  | C |  | P |  |  |  |  | F1
| 170 SPRUCE TRL , WOOLWICH TOWNSHIP, NJ, 08085-4005 | 08085-4005 | WOOLWICH TOWNSHIP |  |  |  |  | 39.7445 | '-75.33942185 |  | NL |  | O | NOT LEAD | O | NOT LEAD
| 211 SPRUCE TRL , WOOLWICH TOWNSHIP, NJ, 08085-4007 | 08085-4007 | WOOLWICH TOWNSHIP |  |  |  |  | 39.7461 | '-75.34474891 |  | NL |  | O | NOT LEAD | O | NOT LEAD |  |  |  | RRN
| 883 ASHBURN WAY , WOOLWICH TOWNSHIP, NJ, 08085-4016 | 08085-4016 | WOOLWICH TOWNSHIP |  |  |  |  | 39.7443 | '-75.34137355 |  | NL |  | C |  | P |  |  |  |  | F1
| 178 SPRUCE TRL , WOOLWICH TOWNSHIP, NJ, 08085-4005 | 08085-4005 | WOOLWICH TOWNSHIP |  |  |  |  | 39.7447 | '-75.34061184 |  | NL |  | C |  | P |  |  |  |  | F1
| 217 SPRUCE TRL , WOOLWICH TOWNSHIP, NJ, 08085-4007 | 08085-4007 | WOOLWICH TOWNSHIP |  |  |  |  | 39.7464 | '-75.34481794 |  | NL |  | C |  | P |  |  |  |  | F1
| 219 SPRUCE TRL , WOOLWICH TOWNSHIP, NJ, 08085-4007 | 08085-4007 | WOOLWICH TOWNSHIP |  |  |  |  | 39.7466 | '-75.34478142 |  | NL |  | C |  | P |  |  |  |  | F1
| 2 ETHAN TER , WOOLWICH TOWNSHIP, NJ, 08085-4035 | 08085-4035 | WOOLWICH TOWNSHIP |  |  |  |  | 39.7461 | '-75.34620648 |  | NL |  | C |  | P |  |  |  |  | F1
| 108 PINE DR , WOOLWICH TOWNSHIP, NJ, 08085-4013 | 08085-4013 | WOOLWICH TOWNSHIP |  |  |  |  | 39.7457 | '-75.33911764 |  | NL |  | C |  | P |  |  |  |  | F1
| 224 SPRUCE TRL , WOOLWICH TOWNSHIP, NJ, 08085-4008 | 08085-4008 | WOOLWICH TOWNSHIP |  |  |  |  | 39.7469 | '-75.3450189 |  | NL |  | O | NOT LEAD | P |  |  |  |  | RRN, F1
| 879 ASHBURN WAY , WOOLWICH TOWNSHIP, NJ, 08085-4016 | 08085-4016 | WOOLWICH TOWNSHIP |  |  |  |  | 39.7442 | '-75.34074304 |  | NL |  | O | NOT LEAD | O | NOT LEAD |  |  |  | RRN
| 109 ALYSON PL , WOOLWICH TOWNSHIP, NJ, 08085-4026 | 08085-4026 | WOOLWICH TOWNSHIP |  |  |  |  | 39.746 | '-75.3411203 |  | NL |  | C |  | P |  |  |  |  | F1
| 5 BRYAN PL , WOOLWICH TOWNSHIP, NJ, 08085-4036 | 08085-4036 | WOOLWICH TOWNSHIP |  |  |  |  | 39.7463 | '-75.34409204 |  | NL |  | C |  | C |  |  |  |  | F1
| 105 HOLLY DR , WOOLWICH TOWNSHIP, NJ, 08085-4037 | 08085-4037 | WOOLWICH TOWNSHIP |  |  |  |  | 39.7458 | '-75.34308557 |  | NL |  | C |  | P |  |  |  |  | F1
| 206 SPRUCE TRL , WOOLWICH TOWNSHIP, NJ, 08085-4008 | 08085-4008 | WOOLWICH TOWNSHIP |  |  |  |  | 39.7456 | '-75.34433019 |  | NL |  | O | NOT LEAD | O | NOT LEAD |  |  |  | RRN
| 107 ALYSON PL , WOOLWICH TOWNSHIP, NJ, 08085-4026 | 08085-4026 | WOOLWICH TOWNSHIP |  |  |  |  | 39.7458 | '-75.34109485 |  | NL |  | C |  | C |  |  |  |  | F1
| 119 HOLLY DR , WOOLWICH TOWNSHIP, NJ, 08085-4037 | 08085-4037 | WOOLWICH TOWNSHIP |  |  |  |  | 39.747 | '-75.34340014 |  | NL |  | O | NOT LEAD | C |  |  |  |  | RRN, F1
| 182 SPRUCE TRL , WOOLWICH TOWNSHIP, NJ, 08085-4005 | 08085-4005 | WOOLWICH TOWNSHIP |  |  |  |  | 39.7448 | '-75.34123502 |  | NL |  | C |  | P |  |  |  |  | F1
| 104 HOLLY DR , WOOLWICH TOWNSHIP, NJ, 08085-4038 | 08085-4038 | WOOLWICH TOWNSHIP |  |  |  |  | 39.7461 | '-75.34333852 |  | NL |  | C |  | P |  |  |  |  | F1
| 104 JUNIPER LN , WOOLWICH TOWNSHIP, NJ, 08085-4046 | 08085-4046 | WOOLWICH TOWNSHIP |  |  |  |  | 39.7458 | '-75.34242373 |  | NL |  | C |  | P |  |  |  |  | F1
| 174 SPRUCE TRL , WOOLWICH TOWNSHIP, NJ, 08085-4005 | 08085-4005 | WOOLWICH TOWNSHIP |  |  |  |  | 39.7446 | '-75.34005239 |  | NL |  | O | NOT LEAD | O | NOT LEAD |  |  |  | RRN
| 884 ASHBURN WAY , WOOLWICH TOWNSHIP, NJ, 08085-4019 | 08085-4019 | WOOLWICH TOWNSHIP |  |  |  |  | 39.7441 | '-75.34158455 |  | NL |  | C |  | P |  |  |  |  | F1
| 929 ASHBURN WAY , WOOLWICH TOWNSHIP, NJ, 08085-4020 | 08085-4020 | WOOLWICH TOWNSHIP |  |  |  |  | 39.7467 | '-75.34571549 |  | NL |  | C |  | C |  |  |  |  | F1
| 205 SPRUCE TRL , WOOLWICH TOWNSHIP, NJ, 08085-4007 | 08085-4007 | WOOLWICH TOWNSHIP |  |  |  |  | 39.7457 | '-75.34409923 |  | NL |  | O | NOT LEAD | O | NOT LEAD |  |  |  | RRN
| 221 SPRUCE TRL , WOOLWICH TOWNSHIP, NJ, 08085-4007 | 08085-4007 | WOOLWICH TOWNSHIP |  |  |  |  | 39.7467 | '-75.34475981 |  | NL |  | C |  | P |  |  |  |  | F1
| 125 HOLLY DR , WOOLWICH TOWNSHIP, NJ, 08085-4037 | 08085-4037 | WOOLWICH TOWNSHIP |  |  |  |  | 39.7473 | '-75.34405769 |  | NL |  | C |  | P |  |  |  |  | F1
| 111 ALYSON PL , WOOLWICH TOWNSHIP, NJ, 08085-4026 | 08085-4026 | WOOLWICH TOWNSHIP |  |  |  |  | 39.7461 | '-75.34126301 |  | NL |  | C |  | C |  |  |  |  | F1
| 192 SPRUCE TRL , WOOLWICH TOWNSHIP, NJ, 08085-4006 | 08085-4006 | WOOLWICH TOWNSHIP |  |  |  |  | 39.7451 | '-75.34299001 |  | NL |  | O | NOT LEAD | O | NOT LEAD
| 920 ASHBURN WAY , WOOLWICH TOWNSHIP, NJ, 08085-4023 | 08085-4023 | WOOLWICH TOWNSHIP |  |  |  |  | 39.7458 | '-75.34601062 |  | NL |  | C |  | P |  |  |  |  | F1
| 222 SPRUCE TRL , WOOLWICH TOWNSHIP, NJ, 08085-4008 | 08085-4008 | WOOLWICH TOWNSHIP |  |  |  |  | 39.7467 | '-75.34507976 |  | NL |  | O | NOT LEAD | O | NOT LEAD |  |  |  | RRN
| 220 SPRUCE TRL , WOOLWICH TOWNSHIP, NJ, 08085-4008 | 08085-4008 | WOOLWICH TOWNSHIP |  |  |  |  | 39.7465 | '-75.34511386 |  | NL |  | O | NOT LEAD | P |  |  |  |  | RRN, F1
| 109 PINE DR , WOOLWICH TOWNSHIP, NJ, 08085-4012 | 08085-4012 | WOOLWICH TOWNSHIP |  |  |  |  | 39.7457 | '-75.33855221 |  | NL |  | O | NOT LEAD | O | NOT LEAD |  |  |  | RRN
| 927 ASHBURN WAY , WOOLWICH TOWNSHIP, NJ, 08085-4020 | 08085-4020 | WOOLWICH TOWNSHIP |  |  |  |  | 39.7465 | '-75.3457458 |  | NL |  | C |  | P |  |  |  |  | F1
| 882 ASHBURN WAY , WOOLWICH TOWNSHIP, NJ, 08085-4019 | 08085-4019 | WOOLWICH TOWNSHIP |  |  |  |  | 39.7441 | '-75.34133849 |  | NL |  | O | NOT LEAD | O | NOT LEAD
| 925 ASHBURN WAY , WOOLWICH TOWNSHIP, NJ, 08085-4020 | 08085-4020 | WOOLWICH TOWNSHIP |  |  |  |  | 39.7463 | '-75.34578032 |  | NL |  | O | NOT LEAD | O | NOT LEAD
| 107 PINE DR , WOOLWICH TOWNSHIP, NJ, 08085-4012 | 08085-4012 | WOOLWICH TOWNSHIP |  |  |  |  | 39.7455 | '-75.3386353 |  | NL |  | C |  | P |  |  |  |  | F1
| 8 ETHAN TER , WOOLWICH TOWNSHIP, NJ, 08085-4035 | 08085-4035 | WOOLWICH TOWNSHIP |  |  |  |  | 39.7461 | '-75.34698907 |  | NL |  | C |  | P |  |  |  |  | F1
| 101 PINE DR , WOOLWICH TOWNSHIP, NJ, 08085-4012 | 08085-4012 | WOOLWICH TOWNSHIP |  |  |  |  | 39.7448 | '-75.33889751 |  | NL |  | C |  | C |  |  |  |  | F1
| 102 HOLLY DR , WOOLWICH TOWNSHIP, NJ, 08085-4038 | 08085-4038 | WOOLWICH TOWNSHIP |  |  |  |  | 39.7458 | '-75.34339563 |  | NL |  | C |  | P |  |  |  |  | F1
| 105 JUNIPER LN , WOOLWICH TOWNSHIP, NJ, 08085-4041 | 08085-4041 | WOOLWICH TOWNSHIP |  |  |  |  | 39.7457 | '-75.34210369 |  | NL |  | C |  | P |  |  |  |  | F1
| 934 ASHBURN WAY , WOOLWICH TOWNSHIP, NJ, 08085-4024 | 08085-4024 | WOOLWICH TOWNSHIP |  |  |  |  | 39.7471 | '-75.34597475 |  | NL |  | O | NOT LEAD | C |  |  |  |  | RRN, F1
| 930 ASHBURN WAY , WOOLWICH TOWNSHIP, NJ, 08085-4024 | 08085-4024 | WOOLWICH TOWNSHIP |  |  |  |  | 39.7468 | '-75.34604687 |  | NL |  | O | NOT LEAD | O | NOT LEAD |  |  |  | RRN
| 3 BRYAN PL , WOOLWICH TOWNSHIP, NJ, 08085-4036 | 08085-4036 | WOOLWICH TOWNSHIP |  |  |  |  | 39.7466 | '-75.34409651 |  | NL |  | C |  | P |  |  |  |  | F1
| 117 HOLLY DR , WOOLWICH TOWNSHIP, NJ, 08085-4037 | 08085-4037 | WOOLWICH TOWNSHIP |  |  |  |  | 39.7468 | '-75.34326134 |  | NL |  | C |  | C |  |  |  |  | F1
| 124 HOLLY DR , WOOLWICH TOWNSHIP, NJ, 08085-4039 | 08085-4039 | WOOLWICH TOWNSHIP |  |  |  |  | 39.7471 | '-75.34434708 |  | NL |  | O | NOT LEAD | O | NOT LEAD
| 103 PINE DR , WOOLWICH TOWNSHIP, NJ, 08085-4012 | 08085-4012 | WOOLWICH TOWNSHIP |  |  |  |  | 39.7451 | '-75.33881709 |  | NL |  | O | NOT LEAD | O | NOT LEAD |  |  |  | RRN
| 104 PINE DR , WOOLWICH TOWNSHIP, NJ, 08085-4013 | 08085-4013 | WOOLWICH TOWNSHIP |  |  |  |  | 39.7453 | '-75.33911685 |  | NL |  | P |  | P |  |  |  |  | F1
| 103 ALYSON PL , WOOLWICH TOWNSHIP, NJ, 08085-4026 | 08085-4026 | WOOLWICH TOWNSHIP |  |  |  |  | 39.7454 | '-75.34120441 |  | NL |  | O | NOT LEAD | O | NOT LEAD |  |  |  | RRN
| 11 ETHAN TER , WOOLWICH TOWNSHIP, NJ, 08085-4035 | 08085-4035 | WOOLWICH TOWNSHIP |  |  |  |  | 39.7465 | '-75.34751172 |  | NL |  | O | NOT LEAD | O | NOT LEAD
| 102 PINE DR , WOOLWICH TOWNSHIP, NJ, 08085-4013 | 08085-4013 | WOOLWICH TOWNSHIP |  |  |  |  | 39.745 | '-75.33920337 |  | NL |  | C |  | P |  |  |  |  | F1
| 218 SPRUCE TRL , WOOLWICH TOWNSHIP, NJ, 08085-4008 | 08085-4008 | WOOLWICH TOWNSHIP |  |  |  |  | 39.7464 | '-75.34517979 |  | NL |  | C |  | P |  |  |  |  | F1
| 204 SPRUCE TRL , WOOLWICH TOWNSHIP, NJ, 08085-4008 | 08085-4008 | WOOLWICH TOWNSHIP |  |  |  |  | 39.7455 | '-75.34416502 |  | NL |  | C |  | P |  |  |  |  | F1
| 115 ALYSON PL , WOOLWICH TOWNSHIP, NJ, 08085-4026 | 08085-4026 | WOOLWICH TOWNSHIP |  |  |  |  | 39.7464 | '-75.34169898 |  | NL |  | O | NOT LEAD | O | NOT LEAD |  |  |  | RRN
| 928 ASHBURN WAY , WOOLWICH TOWNSHIP, NJ, 08085-4024 | 08085-4024 | WOOLWICH TOWNSHIP |  |  |  |  | 39.7466 | '-75.34610578 |  | NL |  | C |  | P |  |  |  |  | F1
| 111 PINE DR , WOOLWICH TOWNSHIP, NJ, 08085-4012 | 08085-4012 | WOOLWICH TOWNSHIP |  |  |  |  | 39.7458 | '-75.33870708 |  | NL |  | O | NOT LEAD | C |  |  |  |  | RRN, F1
| 212 SPRUCE TRL , WOOLWICH TOWNSHIP, NJ, 08085-4008 | 08085-4008 | WOOLWICH TOWNSHIP |  |  |  |  | 39.7459 | '-75.34493972 |  | NL |  | C |  | P |  |  |  |  | F1
| 127 HOLLY DR , WOOLWICH TOWNSHIP, NJ, 08085-4037 | 08085-4037 | WOOLWICH TOWNSHIP |  |  |  |  | 39.7474 | '-75.34429779 |  | NL |  | C |  | C |  |  |  |  | F1
| 202 SPRUCE TRL , WOOLWICH TOWNSHIP, NJ, 08085-4008 | 08085-4008 | WOOLWICH TOWNSHIP |  |  |  |  | 39.7454 | '-75.34396456 |  | NL |  | C |  | P |  |  |  |  | F1
| 938 ASHBURN WAY , WOOLWICH TOWNSHIP, NJ, 08085-4024 | 08085-4024 | WOOLWICH TOWNSHIP |  |  |  |  | 39.7474 | '-75.34579724 |  | NL |  | C |  | P |  |  |  |  | F1
| 871 ASHBURN WAY , WOOLWICH TOWNSHIP, NJ, 08085-4016 | 08085-4016 | WOOLWICH TOWNSHIP |  |  |  |  | 39.744 | '-75.33961199 |  | NL |  | C |  | P |  |  |  |  | F1
| 942 ASHBURN WAY , WOOLWICH TOWNSHIP, NJ, 08085-4024 | 08085-4024 | WOOLWICH TOWNSHIP |  |  |  |  | 39.7478 | '-75.34554093 |  | NL |  | C |  | P |  |  |  |  | F1
| 940 ASHBURN WAY , WOOLWICH TOWNSHIP, NJ, 08085-4024 | 08085-4024 | WOOLWICH TOWNSHIP |  |  |  |  | 39.7476 | '-75.34570633 |  | NL |  | C |  | P |  |  |  |  | F1
| 113 ALYSON PL , WOOLWICH TOWNSHIP, NJ, 08085-4026 | 08085-4026 | WOOLWICH TOWNSHIP |  |  |  |  | 39.7463 | '-75.34144257 |  | NL |  | C |  | P |  |  |  |  | F1
| 107 JUNIPER LN , WOOLWICH TOWNSHIP, NJ, 08085-4041 | 08085-4041 | WOOLWICH TOWNSHIP |  |  |  |  | 39.746 | '-75.34206236 |  | NL |  | P |  | P |  |  |  |  | F1
| 99 HOLLY DR , WOOLWICH TOWNSHIP, NJ, 08085-4055 | 08085-4055 | WOOLWICH TOWNSHIP |  |  |  |  | 39.745 | '-75.34343251 |  | NL |  | O | NOT LEAD | O | NOT LEAD
| 121 HOLLY DR , WOOLWICH TOWNSHIP, NJ, 08085-4037 | 08085-4037 | WOOLWICH TOWNSHIP |  |  |  |  | 39.7471 | '-75.3436078 |  | NL |  | O | NOT LEAD | O | NOT LEAD |  |  |  | RRN
| 875 ASHBURN WAY , WOOLWICH TOWNSHIP, NJ, 08085-4016 | 08085-4016 | WOOLWICH TOWNSHIP |  |  |  |  | 39.7441 | '-75.34022156 |  | NL |  | C |  | P |  |  |  |  | F1
| 135 SPRUCE TRL , WOOLWICH TOWNSHIP, NJ, 08085-4003 | 08085-4003 | WOOLWICH TOWNSHIP |  |  |  |  | 39.7445 | '-75.33772629 |  | NL |  | C |  | P |  |  |  |  | F1
| 100 PINE DR , WOOLWICH TOWNSHIP, NJ, 08085-4013 | 08085-4013 | WOOLWICH TOWNSHIP |  |  |  |  | 39.7448 | '-75.33926551 |  | NL |  | C |  | C |  |  |  |  | F1
| 243 JUNIPER LN , WOOLWICH TOWNSHIP, NJ, 08085-4044 | 08085-4044 | WOOLWICH TOWNSHIP |  |  |  |  | 39.7483 | '-75.34536117 |  | NL |  | C |  | P |  |  |  |  | F1
| 492 DEMPSEY DR , WOOLWICH TOWNSHIP, NJ, 08085-4011 | 08085-4011 | WOOLWICH TOWNSHIP |  |  |  |  | 39.7451 | '-75.337595 |  | NL |  | O | NOT LEAD | O | NOT LEAD
| 495 DEMPSEY DR , WOOLWICH TOWNSHIP, NJ, 08085-4010 | 08085-4010 | WOOLWICH TOWNSHIP |  |  |  |  | 39.7453 | '-75.33785095 |  | NL |  | C |  | P |  |  |  |  | F1
| 135 HOLLY DR , WOOLWICH TOWNSHIP, NJ, 08085-4037 | 08085-4037 | WOOLWICH TOWNSHIP |  |  |  |  | 39.7477 | '-75.34513031 |  | NL |  | P |  | P |  |  |  |  | F1
| 99 PINE DR , WOOLWICH TOWNSHIP, NJ, 08085-4053 | 08085-4053 | WOOLWICH TOWNSHIP |  |  |  |  | 39.7443 | '-75.33901562 |  | NL |  | C |  | P |  |  |  |  | F1
| 10 ETHAN TER , WOOLWICH TOWNSHIP, NJ, 08085-4035 | 08085-4035 | WOOLWICH TOWNSHIP |  |  |  |  | 39.7462 | '-75.34726947 |  | NL |  | O | NOT LEAD | O | NOT LEAD |  |  |  | RRN
| 133 HOLLY DR , WOOLWICH TOWNSHIP, NJ, 08085-4037 | 08085-4037 | WOOLWICH TOWNSHIP |  |  |  |  | 39.7476 | '-75.34489022 |  | NL |  | C |  | P |  |  |  |  | F1
| 134 HOLLY DR , WOOLWICH TOWNSHIP, NJ, 08085-4040 | 08085-4040 | WOOLWICH TOWNSHIP |  |  |  |  | 39.7475 | '-75.34525658 |  | NL |  | C |  | P |  |  |  |  | F1
| 944 ASHBURN WAY , WOOLWICH TOWNSHIP, NJ, 08085-4024 | 08085-4024 | WOOLWICH TOWNSHIP |  |  |  |  | 39.748 | '-75.34540277 |  | NL |  | C |  | P |  |  |  |  | F1
| 103 JUNIPER LN , WOOLWICH TOWNSHIP, NJ, 08085-4041 | 08085-4041 | WOOLWICH TOWNSHIP |  |  |  |  | 39.7455 | '-75.34216313 |  | NL |  | O | NOT LEAD | O | NOT LEAD
| 111 HOLLY DR , WOOLWICH TOWNSHIP, NJ, 08085-4037 | 08085-4037 | WOOLWICH TOWNSHIP |  |  |  |  | 39.7463 | '-75.34301494 |  | NL |  | C |  | P |  |  |  |  | F1
| 494 DEMPSEY DR , WOOLWICH TOWNSHIP, NJ, 08085-4011 | 08085-4011 | WOOLWICH TOWNSHIP |  |  |  |  | 39.745 | '-75.33784082 |  | NL |  | O | NOT LEAD | O | NOT LEAD |  |  |  | RRN
| 921 ASHBURN WAY , WOOLWICH TOWNSHIP, NJ, 08085-4020 | 08085-4020 | WOOLWICH TOWNSHIP |  |  |  |  | 39.7458 | '-75.34565352 |  | NL |  | C |  | C |  |  |  |  | F1
| 496 DEMPSEY DR , WOOLWICH TOWNSHIP, NJ, 08085-4011 | 08085-4011 | WOOLWICH TOWNSHIP |  |  |  |  | 39.7451 | '-75.33808714 |  | NL |  | C |  | P |  |  |  |  | F1
| 208 SPRUCE TRL , WOOLWICH TOWNSHIP, NJ, 08085-4008 | 08085-4008 | WOOLWICH TOWNSHIP |  |  |  |  | 39.7457 | '-75.34453071 |  | NL |  | C |  | P |  |  |  |  | F1
| 129 HOLLY DR , WOOLWICH TOWNSHIP, NJ, 08085-4037 | 08085-4037 | WOOLWICH TOWNSHIP |  |  |  |  | 39.7474 | '-75.34447897 |  | NL |  | C |  | P |  |  |  |  | F1
| 122 HOLLY DR , WOOLWICH TOWNSHIP, NJ, 08085-4039 | 08085-4039 | WOOLWICH TOWNSHIP |  |  |  |  | 39.747 | '-75.34409766 |  | NL |  | O | NOT LEAD | O | NOT LEAD
| 180 SPRUCE TRL , WOOLWICH TOWNSHIP, NJ, 08085-4005 | 08085-4005 | WOOLWICH TOWNSHIP |  |  |  |  | 39.7448 | '-75.34089156 |  | NL |  | O | NOT LEAD | O | NOT LEAD
| 102 ALYSON PL , WOOLWICH TOWNSHIP, NJ, 08085-4027 | 08085-4027 | WOOLWICH TOWNSHIP |  |  |  |  | 39.7454 | '-75.34155183 |  | NL |  | C |  | P |  |  |  |  | F1
| 136 SPRUCE TRL , WOOLWICH TOWNSHIP, NJ, 08085-4002 | 08085-4002 | WOOLWICH TOWNSHIP |  |  |  |  | 39.7442 | '-75.33752701 |  | NL |  | C |  | C |  |  |  |  | F1
| 935 ASHBURN WAY , WOOLWICH TOWNSHIP, NJ, 08085-4020 | 08085-4020 | WOOLWICH TOWNSHIP |  |  |  |  | 39.7473 | '-75.34548372 |  | NL |  | C |  | P |  |  |  |  | F1
| 100 JUNIPER LN , WOOLWICH TOWNSHIP, NJ, 08085-4046 | 08085-4046 | WOOLWICH TOWNSHIP |  |  |  |  | 39.7453 | '-75.34254378 |  | NL |  | C |  | P |  |  |  |  | F1
| 923 ASHBURN WAY , WOOLWICH TOWNSHIP, NJ, 08085-4020 | 08085-4020 | WOOLWICH TOWNSHIP |  |  |  |  | 39.7461 | '-75.34576966 |  | NL |  | O | NOT LEAD | O | NOT LEAD |  |  |  | RRN
| 107 HOLLY DR , WOOLWICH TOWNSHIP, NJ, 08085-4037 | 08085-4037 | WOOLWICH TOWNSHIP |  |  |  |  | 39.746 | '-75.34306779 |  | NL |  | O | NOT LEAD | O | NOT LEAD
| 234 BEECH LN , WOOLWICH TOWNSHIP, NJ, 08085-4034 | 08085-4034 | WOOLWICH TOWNSHIP |  |  |  |  | 39.7461 | '-75.33535146 |  | NL |  | C |  | P |  |  |  |  | F1
| 207 SPRUCE TRL , WOOLWICH TOWNSHIP, NJ, 08085-4007 | 08085-4007 | WOOLWICH TOWNSHIP |  |  |  |  | 39.7458 | '-75.34430204 |  | NL |  | C |  | C |  |  |  |  | F1
| 203 SPRUCE TRL , WOOLWICH TOWNSHIP, NJ, 08085-4007 | 08085-4007 | WOOLWICH TOWNSHIP |  |  |  |  | 39.7456 | '-75.34389342 |  | NL |  | O | NOT LEAD | P |  |  |  |  | RRN, F1
| 931 ASHBURN WAY , WOOLWICH TOWNSHIP, NJ, 08085-4020 | 08085-4020 | WOOLWICH TOWNSHIP |  |  |  |  | 39.7469 | '-75.34571037 |  | NL |  | O | NOT LEAD | O | NOT LEAD
| 226 SPRUCE TRL , WOOLWICH TOWNSHIP, NJ, 08085-4008 | 08085-4008 | WOOLWICH TOWNSHIP |  |  |  |  | 39.7471 | '-75.34496647 |  | NL |  | C |  | P |  |  |  |  | F1
| 133 SPRUCE TRL , WOOLWICH TOWNSHIP, NJ, 08085-4003 | 08085-4003 | WOOLWICH TOWNSHIP |  |  |  |  | 39.7444 | '-75.33743841 |  | NL |  | O | NOT LEAD | O | NOT LEAD |  |  |  | RRN
| 101 HOLLY DR , WOOLWICH TOWNSHIP, NJ, 08085-4037 | 08085-4037 | WOOLWICH TOWNSHIP |  |  |  |  | 39.7454 | '-75.34323839 |  | NL |  | C |  | P |  |  |  |  | F1
| 115 HOLLY DR , WOOLWICH TOWNSHIP, NJ, 08085-4037 | 08085-4037 | WOOLWICH TOWNSHIP |  |  |  |  | 39.7466 | '-75.34319332 |  | NL |  | O | NOT LEAD | O | NOT LEAD |  |  |  | RRN
| 176 SPRUCE TRL , WOOLWICH TOWNSHIP, NJ, 08085-4005 | 08085-4005 | WOOLWICH TOWNSHIP |  |  |  |  | 39.7446 | '-75.34036073 |  | NL |  | P |  | P |  |  |  |  | F1
| 233 BEECH LN , WOOLWICH TOWNSHIP, NJ, 08085-4033 | 08085-4033 | WOOLWICH TOWNSHIP |  |  |  |  | 39.7457 | '-75.33511078 |  | NL |  | C |  | P |  |  |  |  | F1
| 190 SPRUCE TRL , WOOLWICH TOWNSHIP, NJ, 08085-4006 | 08085-4006 | WOOLWICH TOWNSHIP |  |  |  |  | 39.745 | '-75.34269979 |  | NL |  | O | NOT LEAD | O | NOT LEAD
| 184 SPRUCE TRL , WOOLWICH TOWNSHIP, NJ, 08085-4006 | 08085-4006 | WOOLWICH TOWNSHIP |  |  |  |  | 39.7449 | '-75.34178073 |  | NL |  | O | NOT LEAD | O | NOT LEAD |  |  |  | RRN
| 108 JUNIPER LN , WOOLWICH TOWNSHIP, NJ, 08085-4046 | 08085-4046 | WOOLWICH TOWNSHIP |  |  |  |  | 39.7462 | '-75.34232673 |  | NL |  | C |  | P |  |  |  |  | F1
| 237 BEECH LN , WOOLWICH TOWNSHIP, NJ, 08085-4033 | 08085-4033 | WOOLWICH TOWNSHIP |  |  |  |  | 39.7462 | '-75.33487105 |  | NL |  | O | NOT LEAD | C |  |  |  |  | RRN, F1
| 880 ASHBURN WAY , WOOLWICH TOWNSHIP, NJ, 08085-4019 | 08085-4019 | WOOLWICH TOWNSHIP |  |  |  |  | 39.744 | '-75.34106191 |  | NL |  | C |  | P |  |  |  |  | F1
| 488 DEMPSEY DR , WOOLWICH TOWNSHIP, NJ, 08085-4011 | 08085-4011 | WOOLWICH TOWNSHIP |  |  |  |  | 39.7456 | '-75.33718167 |  | NL |  | C |  | P |  |  |  |  | F1
| 132 HOLLY DR , WOOLWICH TOWNSHIP, NJ, 08085-4040 | 08085-4040 | WOOLWICH TOWNSHIP |  |  |  |  | 39.7473 | '-75.3449239 |  | NL |  | C |  | P |  |  |  |  | F1
| 101 SPRUCE TRL , WOOLWICH TOWNSHIP, NJ, 08085-4001 | 08085-4001 | WOOLWICH TOWNSHIP |  |  |  |  | 39.7468 | '-75.33742898 |  | NL |  | C |  | P |  |  |  |  | F1
| 106 PINE DR , WOOLWICH TOWNSHIP, NJ, 08085-4013 | 08085-4013 | WOOLWICH TOWNSHIP |  |  |  |  | 39.7455 | '-75.33907553 |  | NL |  | C |  | C |  |  |  |  | F1
| 140 SPRUCE TRL , WOOLWICH TOWNSHIP, NJ, 08085-4002 | 08085-4002 | WOOLWICH TOWNSHIP |  |  |  |  | 39.7443 | '-75.33801886 |  | NL |  | C |  | P |  |  |  |  | F1
| 144 SPRUCE TRL , WOOLWICH TOWNSHIP, NJ, 08085-4002 | 08085-4002 | WOOLWICH TOWNSHIP |  |  |  |  | 39.7444 | '-75.33854917 |  | NL |  | P |  | C |  |  |  |  | F1
| 313 JUNIPER LN , WOOLWICH TOWNSHIP, NJ, 08085-4045 | 08085-4045 | WOOLWICH TOWNSHIP |  |  |  |  | 39.7476 | '-75.34354923 |  | NL |  | C |  | P |  |  |  |  | F1
| 848 ASHBURN WAY , WOOLWICH TOWNSHIP, NJ, 08085-4018 | 08085-4018 | WOOLWICH TOWNSHIP |  |  |  |  | 39.7429 | '-75.33645127 |  | NL |  | C |  | P |  |  |  |  | F1
| 301 JUNIPER LN , WOOLWICH TOWNSHIP, NJ, 08085-4045 | 08085-4045 | WOOLWICH TOWNSHIP |  |  |  |  | 39.7481 | '-75.34488672 |  | NL |  | O | NOT LEAD | P |  |  |  |  | RRN, F1
| 108 SPRUCE TRL , WOOLWICH TOWNSHIP, NJ, 08085-4000 | 08085-4000 | WOOLWICH TOWNSHIP |  |  |  |  | 39.7466 | '-75.33630476 |  | NL |  | C |  | P |  |  |  |  | F1
| 933 ASHBURN WAY , WOOLWICH TOWNSHIP, NJ, 08085-4020 | 08085-4020 | WOOLWICH TOWNSHIP |  |  |  |  | 39.7471 | '-75.34562305 |  | NL |  | C |  | P |  |  |  |  | F1
| 231 BEECH LN , WOOLWICH TOWNSHIP, NJ, 08085-4033 | 08085-4033 | WOOLWICH TOWNSHIP |  |  |  |  | 39.7455 | '-75.33522034 |  | NL |  | O | NOT LEAD | O | NOT LEAD |  |  |  | RRN
| 869 ASHBURN WAY , WOOLWICH TOWNSHIP, NJ, 08085-4015 | 08085-4015 | WOOLWICH TOWNSHIP |  |  |  |  | 39.7439 | '-75.33900316 |  | NL |  | C |  | P |  |  |  |  | F1
| 111 JUNIPER LN , WOOLWICH TOWNSHIP, NJ, 08085-4042 | 08085-4042 | WOOLWICH TOWNSHIP |  |  |  |  | 39.7465 | '-75.34207724 |  | NL |  | C |  | P |  |  |  |  | F1
| 131 HOLLY DR , WOOLWICH TOWNSHIP, NJ, 08085-4037 | 08085-4037 | WOOLWICH TOWNSHIP |  |  |  |  | 39.7475 | '-75.34471738 |  | NL |  | O | NOT LEAD | O | NOT LEAD
| 185 SPRUCE TRL , WOOLWICH TOWNSHIP, NJ, 08085-4004 | 08085-4004 | WOOLWICH TOWNSHIP |  |  |  |  | 39.7451 | '-75.34177954 |  | NL |  | C |  | P |  |  |  |  | F1
| 854 ASHBURN WAY , WOOLWICH TOWNSHIP, NJ, 08085-4018 | 08085-4018 | WOOLWICH TOWNSHIP |  |  |  |  | 39.7432 | '-75.33713991 |  | NL |  | C |  | P |  |  |  |  | F1
| 102 SPRUCE TRL , WOOLWICH TOWNSHIP, NJ, 08085-4000 | 08085-4000 | WOOLWICH TOWNSHIP |  |  |  |  | 39.747 | '-75.33698424 |  | NL |  | O | NOT LEAD | P |  |  |  |  | RRN, F1
| 110 SPRUCE TRL , WOOLWICH TOWNSHIP, NJ, 08085-4000 | 08085-4000 | WOOLWICH TOWNSHIP |  |  |  |  | 39.7464 | '-75.33611487 |  | NL |  | C |  | P |  |  |  |  | F1
| 186 SPRUCE TRL , WOOLWICH TOWNSHIP, NJ, 08085-4006 | 08085-4006 | WOOLWICH TOWNSHIP |  |  |  |  | 39.7449 | '-75.34212985 |  | NL |  | P |  | P |  |  |  |  | F1
| 872 ASHBURN WAY , WOOLWICH TOWNSHIP, NJ, 08085-4019 | 08085-4019 | WOOLWICH TOWNSHIP |  |  |  |  | 39.7438 | '-75.34002741 |  | NL |  | C |  | P |  |  |  |  | F1
| 209 SPRUCE TRL , WOOLWICH TOWNSHIP, NJ, 08085-4007 | 08085-4007 | WOOLWICH TOWNSHIP |  |  |  |  | 39.7459 | '-75.34451067 |  | NL |  | O | NOT LEAD | O | NOT LEAD |  |  |  | RRN
| 230 BEECH LN , WOOLWICH TOWNSHIP, NJ, 08085-4034 | 08085-4034 | WOOLWICH TOWNSHIP |  |  |  |  | 39.7456 | '-75.33556444 |  | NL |  | C |  | P |  |  |  |  | F1
| 137 SPRUCE TRL , WOOLWICH TOWNSHIP, NJ, 08085-4003 | 08085-4003 | WOOLWICH TOWNSHIP |  |  |  |  | 39.7445 | '-75.33799669 |  | NL |  | C |  | P |  |  |  |  | F1
| 849 ASHBURN WAY , WOOLWICH TOWNSHIP, NJ, 08085-4014 | 08085-4014 | WOOLWICH TOWNSHIP |  |  |  |  | 39.7431 | '-75.33626535 |  | NL |  | C |  | C |  |  |  |  | F1
| 303 JUNIPER LN , WOOLWICH TOWNSHIP, NJ, 08085-4045 | 08085-4045 | WOOLWICH TOWNSHIP |  |  |  |  | 39.748 | '-75.3446285 |  | NL |  | O | NOT LEAD | O | NOT LEAD |  |  |  | RRN
| 223 SPRUCE TRL , WOOLWICH TOWNSHIP, NJ, 08085-4007 | 08085-4007 | WOOLWICH TOWNSHIP |  |  |  |  | 39.7469 | '-75.34464522 |  | NL |  | O | NOT LEAD | O | NOT LEAD |  |  |  | RRN
| 926 ASHBURN WAY , WOOLWICH TOWNSHIP, NJ, 08085-4024 | 08085-4024 | WOOLWICH TOWNSHIP |  |  |  |  | 39.7464 | '-75.34610631 |  | NL |  | C |  | P |  |  |  |  | F1
| 101 JUNIPER LN , WOOLWICH TOWNSHIP, NJ, 08085-4041 | 08085-4041 | WOOLWICH TOWNSHIP |  |  |  |  | 39.7453 | '-75.34225234 |  | NL |  | O | NOT LEAD | O | NOT LEAD |  |  |  | RRN
| 4 BRYAN PL , WOOLWICH TOWNSHIP, NJ, 08085-4036 | 08085-4036 | WOOLWICH TOWNSHIP |  |  |  |  | 39.7462 | '-75.34383645 |  | NL |  | O | NOT LEAD | P |  |  |  |  | RRN, F1
| 134 SPRUCE TRL , WOOLWICH TOWNSHIP, NJ, 08085-4002 | 08085-4002 | WOOLWICH TOWNSHIP |  |  |  |  | 39.7442 | '-75.33724888 |  | NL |  | O | NOT LEAD | O | NOT LEAD |  |  |  | RRN
| 138 SPRUCE TRL , WOOLWICH TOWNSHIP, NJ, 08085-4002 | 08085-4002 | WOOLWICH TOWNSHIP |  |  |  |  | 39.7442 | '-75.33775895 |  | NL |  | C |  | P |  |  |  |  | F1
| 139 SPRUCE TRL , WOOLWICH TOWNSHIP, NJ, 08085-4003 | 08085-4003 | WOOLWICH TOWNSHIP |  |  |  |  | 39.7446 | '-75.33822799 |  | NL |  | C |  | P |  |  |  |  | F1
| 103 SPRUCE TRL , WOOLWICH TOWNSHIP, NJ, 08085-4001 | 08085-4001 | WOOLWICH TOWNSHIP |  |  |  |  | 39.7466 | '-75.33722515 |  | NL |  | C |  | P |  |  |  |  | F1
| 106 SPRUCE TRL , WOOLWICH TOWNSHIP, NJ, 08085-4000 | 08085-4000 | WOOLWICH TOWNSHIP |  |  |  |  | 39.7467 | '-75.33654315 |  | NL |  | C |  | P |  |  |  |  | F1
| 235 JUNIPER LN , WOOLWICH TOWNSHIP, NJ, 08085-4044 | 08085-4044 | WOOLWICH TOWNSHIP |  |  |  |  | 39.749 | '-75.34582344 |  | NL |  | C |  | P |  |  |  |  | F1
| 237 JUNIPER LN , WOOLWICH TOWNSHIP, NJ, 08085-4044 | 08085-4044 | WOOLWICH TOWNSHIP |  |  |  |  | 39.7488 | '-75.34582937 |  | NL |  | O | NOT LEAD | O | NOT LEAD
| 113 HOLLY DR , WOOLWICH TOWNSHIP, NJ, 08085-4037 | 08085-4037 | WOOLWICH TOWNSHIP |  |  |  |  | 39.7465 | '-75.34312 |  | NL |  | C |  | P |  |  |  |  | F1
| 877 ASHBURN WAY , WOOLWICH TOWNSHIP, NJ, 08085-4016 | 08085-4016 | WOOLWICH TOWNSHIP |  |  |  |  | 39.7442 | '-75.34049196 |  | NL |  | C |  | P |  |  |  |  | F1
| 950 ASHBURN WAY , WOOLWICH TOWNSHIP, NJ, 08085-4025 | 08085-4025 | WOOLWICH TOWNSHIP |  |  |  |  | 39.7486 | '-75.34504977 |  | NL |  | C |  | P |  |  |  |  | F1
| 952 ASHBURN WAY , WOOLWICH TOWNSHIP, NJ, 08085-4025 | 08085-4025 | WOOLWICH TOWNSHIP |  |  |  |  | 39.7487 | '-75.34494022 |  | NL |  | C |  | P |  |  |  |  | F1
| 483 DEMPSEY DR , WOOLWICH TOWNSHIP, NJ, 08085-4051 | 08085-4051 | WOOLWICH TOWNSHIP |  |  |  |  | 39.7457 | '-75.33604641 |  | NL |  | C |  | P |  |  |  |  | F1
| 100 SPRUCE TRL , WOOLWICH TOWNSHIP, NJ, 08085-4000 | 08085-4000 | WOOLWICH TOWNSHIP |  |  |  |  | 39.747 | '-75.33727817 |  | NL |  | C |  | P |  |  |  |  | F1
| 106 HOLLY DR , WOOLWICH TOWNSHIP, NJ, 08085-4038 | 08085-4038 | WOOLWICH TOWNSHIP |  |  |  |  | 39.7463 | '-75.34338582 |  | NL |  | O | NOT LEAD | O | NOT LEAD
| 106 JUNIPER LN , WOOLWICH TOWNSHIP, NJ, 08085-4046 | 08085-4046 | WOOLWICH TOWNSHIP |  |  |  |  | 39.746 | '-75.34239173 |  | NL |  | C |  | P |  |  |  |  | F1
| 218 BEECH LN , WOOLWICH TOWNSHIP, NJ, 08085-4032 | 08085-4032 | WOOLWICH TOWNSHIP |  |  |  |  | 39.7453 | '-75.33575021 |  | NL |  | O | NOT LEAD | O | NOT LEAD
| 311 JUNIPER LN , WOOLWICH TOWNSHIP, NJ, 08085-4045 | 08085-4045 | WOOLWICH TOWNSHIP |  |  |  |  | 39.7477 | '-75.34378764 |  | NL |  | C |  | P |  |  |  |  | F1
| 113 JUNIPER LN , WOOLWICH TOWNSHIP, NJ, 08085-4042 | 08085-4042 | WOOLWICH TOWNSHIP |  |  |  |  | 39.7467 | '-75.34217747 |  | NL |  | O | NOT LEAD | O | NOT LEAD |  |  |  | RRN
| 112 SPRUCE TRL , WOOLWICH TOWNSHIP, NJ, 08085-4000 | 08085-4000 | WOOLWICH TOWNSHIP |  |  |  |  | 39.7462 | '-75.3360115 |  | NL |  | C |  | C |  |  |  |  | F1
| 121 SPRUCE TRL , WOOLWICH TOWNSHIP, NJ, 08085-4057 | 08085-4057 | WOOLWICH TOWNSHIP |  |  |  |  | 39.7455 | '-75.336628 |  | NL |  | C |  | P |  |  |  |  | F1
| 232 BEECH LN , WOOLWICH TOWNSHIP, NJ, 08085-4034 | 08085-4034 | WOOLWICH TOWNSHIP |  |  |  |  | 39.7458 | '-75.33546537 |  | NL |  | C |  | C |  |  |  |  | F1
| 221 BEECH LN , WOOLWICH TOWNSHIP, NJ, 08085-4033 | 08085-4033 | WOOLWICH TOWNSHIP |  |  |  |  | 39.7452 | '-75.33539088 |  | NL |  | C |  | P |  |  |  |  | F1
| 115 JUNIPER LN , WOOLWICH TOWNSHIP, NJ, 08085-4042 | 08085-4042 | WOOLWICH TOWNSHIP |  |  |  |  | 39.7469 | '-75.34227778 |  | NL |  | C |  | P |  |  |  |  | F1
| 858 ASHBURN WAY , WOOLWICH TOWNSHIP, NJ, 08085-4018 | 08085-4018 | WOOLWICH TOWNSHIP |  |  |  |  | 39.7434 | '-75.33762943 |  | NL |  | O | NOT LEAD | O | NOT LEAD
| 317 JUNIPER LN , WOOLWICH TOWNSHIP, NJ, 08085-4045 | 08085-4045 | WOOLWICH TOWNSHIP |  |  |  |  | 39.7475 | '-75.34314481 |  | NL |  | C |  | C |  |  |  |  | F1
| 951 ASHBURN WAY , WOOLWICH TOWNSHIP, NJ, 08085-4022 | 08085-4022 | WOOLWICH TOWNSHIP |  |  |  |  | 39.7485 | '-75.34476518 |  | NL |  | C |  | C |  |  |  |  | F1
| 132 SPRUCE TRL , WOOLWICH TOWNSHIP, NJ, 08085-4002 | 08085-4002 | WOOLWICH TOWNSHIP |  |  |  |  | 39.7443 | '-75.3369943 |  | NL |  | C |  | P |  |  |  |  | F1
| 104 SPRUCE TRL , WOOLWICH TOWNSHIP, NJ, 08085-4000 | 08085-4000 | WOOLWICH TOWNSHIP |  |  |  |  | 39.7468 | '-75.33678073 |  | NL |  | C |  | C |  |  |  |  | F1
| 239 JUNIPER LN , WOOLWICH TOWNSHIP, NJ, 08085-4044 | 08085-4044 | WOOLWICH TOWNSHIP |  |  |  |  | 39.7486 | '-75.34574623 |  | NL |  | C |  | P |  |  |  |  | F1
| 130 SPRUCE TRL , WOOLWICH TOWNSHIP, NJ, 08085-4002 | 08085-4002 | WOOLWICH TOWNSHIP |  |  |  |  | 39.7444 | '-75.33682155 |  | NL |  | O | NOT LEAD | O | NOT LEAD
| 497 DEMPSEY DR , WOOLWICH TOWNSHIP, NJ, 08085-4010 | 08085-4010 | WOOLWICH TOWNSHIP |  |  |  |  | 39.7453 | '-75.33822665 |  | NL |  | O | NOT LEAD | O | NOT LEAD
| 319 JUNIPER LN , WOOLWICH TOWNSHIP, NJ, 08085-4045 | 08085-4045 | WOOLWICH TOWNSHIP |  |  |  |  | 39.7473 | '-75.34277587 |  | NL |  | C |  | C |  |  |  |  | F1
| 498 DEMPSEY DR , WOOLWICH TOWNSHIP, NJ, 08085-4011 | 08085-4011 | WOOLWICH TOWNSHIP |  |  |  |  | 39.7451 | '-75.33835754 |  | NL |  | C |  | P |  |  |  |  | F1
| 116 JUNIPER LN , WOOLWICH TOWNSHIP, NJ, 08085-4046 | 08085-4046 | WOOLWICH TOWNSHIP |  |  |  |  | 39.7471 | '-75.34264831 |  | NL |  | C |  | P |  |  |  |  | F1
| 114 JUNIPER LN , WOOLWICH TOWNSHIP, NJ, 08085-4046 | 08085-4046 | WOOLWICH TOWNSHIP |  |  |  |  | 39.7469 | '-75.34261216 |  | NL |  | O | NOT LEAD | O | NOT LEAD |  |  |  | RRN
| 112 JUNIPER LN , WOOLWICH TOWNSHIP, NJ, 08085-4046 | 08085-4046 | WOOLWICH TOWNSHIP |  |  |  |  | 39.7466 | '-75.34251309 |  | NL |  | C |  | P |  |  |  |  | F1
| 236 JUNIPER LN , WOOLWICH TOWNSHIP, NJ, 08085-4049 | 08085-4049 | WOOLWICH TOWNSHIP |  |  |  |  | 39.7488 | '-75.34546446 |  | NL |  | C |  | C |  |  |  |  | F1
| 309 JUNIPER LN , WOOLWICH TOWNSHIP, NJ, 08085-4045 | 08085-4045 | WOOLWICH TOWNSHIP |  |  |  |  | 39.7478 | '-75.34400792 |  | NL |  | C |  | P |  |  |  |  | F1
| 305 JUNIPER LN , WOOLWICH TOWNSHIP, NJ, 08085-4045 | 08085-4045 | WOOLWICH TOWNSHIP |  |  |  |  | 39.7479 | '-75.34443683 |  | NL |  | O | NOT LEAD | O | NOT LEAD |  |  |  | RRN
| 110 JUNIPER LN , WOOLWICH TOWNSHIP, NJ, 08085-4046 | 08085-4046 | WOOLWICH TOWNSHIP |  |  |  |  | 39.7464 | '-75.34242595 |  | NL |  | O | NOT LEAD | O | NOT LEAD |  |  |  | RRN
| 109 SPRUCE TRL , WOOLWICH TOWNSHIP, NJ, 08085-4001 | 08085-4001 | WOOLWICH TOWNSHIP |  |  |  |  | 39.7462 | '-75.33638898 |  | NL |  | C |  | P |  |  |  |  | F1
| 188 SPRUCE TRL , WOOLWICH TOWNSHIP, NJ, 08085-4006 | 08085-4006 | WOOLWICH TOWNSHIP |  |  |  |  | 39.745 | '-75.34242007 |  | NL |  | C |  | P |  |  |  |  | F1
| 214 BEECH LN , WOOLWICH TOWNSHIP, NJ, 08085-4032 | 08085-4032 | WOOLWICH TOWNSHIP |  |  |  |  | 39.7448 | '-75.33595068 |  | NL |  | P |  | P |  |  |  |  | F1
| 873 ASHBURN WAY , WOOLWICH TOWNSHIP, NJ, 08085-4016 | 08085-4016 | WOOLWICH TOWNSHIP |  |  |  |  | 39.7441 | '-75.33994183 |  | NL |  | O | NOT LEAD | O | NOT LEAD
| 216 BEECH LN , WOOLWICH TOWNSHIP, NJ, 08085-4032 | 08085-4032 | WOOLWICH TOWNSHIP |  |  |  |  | 39.745 | '-75.33585044 |  | NL |  | C |  | P |  |  |  |  | F1
| 202 BEECH LN , WOOLWICH TOWNSHIP, NJ, 08085-4032 | 08085-4032 | WOOLWICH TOWNSHIP |  |  |  |  | 39.7436 | '-75.33653304 |  | NL |  | O | NOT LEAD | O | NOT LEAD |  |  |  | RRN
| 104 ALYSON PL , WOOLWICH TOWNSHIP, NJ, 08085-4027 | 08085-4027 | WOOLWICH TOWNSHIP |  |  |  |  | 39.7456 | '-75.341521 |  | NL |  | C |  | P |  |  |  |  | F1
| 12 ETHAN TER , WOOLWICH TOWNSHIP, NJ, 08085-4035 | 08085-4035 | WOOLWICH TOWNSHIP |  |  |  |  | 39.7463 | '-75.34751397 |  | NL |  | C |  | P |  |  |  |  | F1
| 954 ASHBURN WAY , WOOLWICH TOWNSHIP, NJ, 08085-4025 | 08085-4025 | WOOLWICH TOWNSHIP |  |  |  |  | 39.7489 | '-75.34483998 |  | NL |  | O | NOT LEAD | C |  |  |  |  | RRN, F1
| 878 ASHBURN WAY , WOOLWICH TOWNSHIP, NJ, 08085-4019 | 08085-4019 | WOOLWICH TOWNSHIP |  |  |  |  | 39.744 | '-75.34082685 |  | NL |  | C |  | P |  |  |  |  | F1
| 219 BEECH LN , WOOLWICH TOWNSHIP, NJ, 08085-4033 | 08085-4033 | WOOLWICH TOWNSHIP |  |  |  |  | 39.745 | '-75.33547523 |  | NL |  | C |  | P |  |  |  |  | F1
| 955 ASHBURN WAY , WOOLWICH TOWNSHIP, NJ, 08085-4022 | 08085-4022 | WOOLWICH TOWNSHIP |  |  |  |  | 39.7488 | '-75.3445468 |  | NL |  | C |  | P |  |  |  |  | F1
| 172 SPRUCE TRL , WOOLWICH TOWNSHIP, NJ, 08085-4005 | 08085-4005 | WOOLWICH TOWNSHIP |  |  |  |  | 39.7446 | '-75.33980128 |  | NL |  | O | NOT LEAD | O | NOT LEAD
| 490 DEMPSEY DR , WOOLWICH TOWNSHIP, NJ, 08085-4011 | 08085-4011 | WOOLWICH TOWNSHIP |  |  |  |  | 39.7453 | '-75.33739859 |  | NL |  | C |  | P |  |  |  |  | F1
| 129 SPRUCE TRL , WOOLWICH TOWNSHIP, NJ, 08085-4058 | 08085-4058 | WOOLWICH TOWNSHIP |  |  |  |  | 39.7446 | '-75.3371085 |  | NL |  | C |  | P |  |  |  |  | F1
| 850 ASHBURN WAY , WOOLWICH TOWNSHIP, NJ, 08085-4018 | 08085-4018 | WOOLWICH TOWNSHIP |  |  |  |  | 39.7429 | '-75.33668534 |  | NL |  | C |  | P |  |  |  |  | F1
| 855 ASHBURN WAY , WOOLWICH TOWNSHIP, NJ, 08085-4015 | 08085-4015 | WOOLWICH TOWNSHIP |  |  |  |  | 39.7435 | '-75.33714705 |  | NL |  | C |  | C |  |  |  |  | F1
| 241 JUNIPER LN , WOOLWICH TOWNSHIP, NJ, 08085-4044 | 08085-4044 | WOOLWICH TOWNSHIP |  |  |  |  | 39.7485 | '-75.34563317 |  | NL |  | O | NOT LEAD | O | NOT LEAD
| 117 JUNIPER LN , WOOLWICH TOWNSHIP, NJ, 08085-4042 | 08085-4042 | WOOLWICH TOWNSHIP |  |  |  |  | 39.7472 | '-75.34234422 |  | NL |  | C |  | P |  |  |  |  | F1
| 107 SPRUCE TRL , WOOLWICH TOWNSHIP, NJ, 08085-4001 | 08085-4001 | WOOLWICH TOWNSHIP |  |  |  |  | 39.7464 | '-75.33662403 |  | NL |  | C |  | P |  |  |  |  | F1
| 125 SPRUCE TRL , WOOLWICH TOWNSHIP, NJ, 08085-4058 | 08085-4058 | WOOLWICH TOWNSHIP |  |  |  |  | 39.7451 | '-75.33685878 |  | NL |  | C |  | P |  |  |  |  | F1
| 953 ASHBURN WAY , WOOLWICH TOWNSHIP, NJ, 08085-4022 | 08085-4022 | WOOLWICH TOWNSHIP |  |  |  |  | 39.7486 | '-75.34464703 |  | NL |  | C |  | P |  |  |  |  | F1
| 876 ASHBURN WAY , WOOLWICH TOWNSHIP, NJ, 08085-4019 | 08085-4019 | WOOLWICH TOWNSHIP |  |  |  |  | 39.7439 | '-75.34055649 |  | NL |  | C |  | P |  |  |  |  | F1
| 914 ASHBURN WAY , WOOLWICH TOWNSHIP, NJ, 08085-4023 | 08085-4023 | WOOLWICH TOWNSHIP |  |  |  |  | 39.7454 | '-75.34564731 |  | NL |  | C |  | P |  |  |  |  | F1
| 874 ASHBURN WAY , WOOLWICH TOWNSHIP, NJ, 08085-4019 | 08085-4019 | WOOLWICH TOWNSHIP |  |  |  |  | 39.7439 | '-75.34029664 |  | NL |  | C |  | P |  |  |  |  | F1
| 857 ASHBURN WAY , WOOLWICH TOWNSHIP, NJ, 08085-4015 | 08085-4015 | WOOLWICH TOWNSHIP |  |  |  |  | 39.7436 | '-75.33734922 |  | NL |  | O | NOT LEAD | C |  |  |  |  | RRN, F1
| 487 DEMPSEY DR , WOOLWICH TOWNSHIP, NJ, 08085-4010 | 08085-4010 | WOOLWICH TOWNSHIP |  |  |  |  | 39.7459 | '-75.33692382 |  | NL |  | C |  | P |  |  |  |  | F1
| 315 JUNIPER LN , WOOLWICH TOWNSHIP, NJ, 08085-4045 | 08085-4045 | WOOLWICH TOWNSHIP |  |  |  |  | 39.7475 | '-75.34332895 |  | NL |  | O | NOT LEAD | C |  |  |  |  | RRN, F1
| 484 DEMPSEY DR , WOOLWICH TOWNSHIP, NJ, 08085-4052 | 08085-4052 | WOOLWICH TOWNSHIP |  |  |  |  | 39.7455 | '-75.33610901 |  | NL |  | C |  | P |  |  |  |  | F1
| 142 SPRUCE TRL , WOOLWICH TOWNSHIP, NJ, 08085-4002 | 08085-4002 | WOOLWICH TOWNSHIP |  |  |  |  | 39.7443 | '-75.33827877 |  | NL |  | C |  | P |  |  |  |  | F1
| 114 SPRUCE TRL , WOOLWICH TOWNSHIP, NJ, 08085-4000 | 08085-4000 | WOOLWICH TOWNSHIP |  |  |  |  | 39.746 | '-75.33599485 |  | NL |  | C |  | P |  |  |  |  | F1
| 485 DEMPSEY DR , WOOLWICH TOWNSHIP, NJ, 08085-4010 | 08085-4010 | WOOLWICH TOWNSHIP |  |  |  |  | 39.7459 | '-75.33655679 |  | NL |  | C |  | P |  |  |  |  | F1
| 859 ASHBURN WAY , WOOLWICH TOWNSHIP, NJ, 08085-4015 | 08085-4015 | WOOLWICH TOWNSHIP |  |  |  |  | 39.7437 | '-75.33758814 |  | NL |  | C |  | P |  |  |  |  | F1
| 200 BEECH LN , WOOLWICH TOWNSHIP, NJ, 08085-4032 | 08085-4032 | WOOLWICH TOWNSHIP |  |  |  |  | 39.7434 | '-75.33666425 |  | NL |  | C |  | P |  |  |  |  | F1
| 203 BEECH LN , WOOLWICH TOWNSHIP, NJ, 08085-4033 | 08085-4033 | WOOLWICH TOWNSHIP |  |  |  |  | 39.7434 | '-75.33619695 |  | NL |  | C |  | P |  |  |  |  | F1
| 141 SPRUCE TRL , WOOLWICH TOWNSHIP, NJ, 08085-4003 | 08085-4003 | WOOLWICH TOWNSHIP |  |  |  |  | 39.7446 | '-75.33849839 |  | NL |  | O | NOT LEAD | C |  |  |  |  | RRN, F1
| 307 JUNIPER LN , WOOLWICH TOWNSHIP, NJ, 08085-4045 | 08085-4045 | WOOLWICH TOWNSHIP |  |  |  |  | 39.7479 | '-75.3441891 |  | NL |  | C |  | P |  |  |  |  | F1
| 105 SPRUCE TRL , WOOLWICH TOWNSHIP, NJ, 08085-4001 | 08085-4001 | WOOLWICH TOWNSHIP |  |  |  |  | 39.7465 | '-75.33684609 |  | NL |  | C |  | P |  |  |  |  | F1
| 856 ASHBURN WAY , WOOLWICH TOWNSHIP, NJ, 08085-4018 | 08085-4018 | WOOLWICH TOWNSHIP |  |  |  |  | 39.7433 | '-75.3373514 |  | NL |  | C |  | P |  |  |  |  | F1
| 852 ASHBURN WAY , WOOLWICH TOWNSHIP, NJ, 08085-4018 | 08085-4018 | WOOLWICH TOWNSHIP |  |  |  |  | 39.7431 | '-75.33687671 |  | NL |  | O | NOT LEAD | O | NOT LEAD |  |  |  | RRN
| 895 ASHBURN WAY , WOOLWICH TOWNSHIP, NJ, 08085-4017 | 08085-4017 | WOOLWICH TOWNSHIP |  |  |  |  | 39.7446 | '-75.34280423 |  | NL |  | C |  | P |  |  |  |  | F1
| 906 ASHBURN WAY , WOOLWICH TOWNSHIP, NJ, 08085-4023 | 08085-4023 | WOOLWICH TOWNSHIP |  |  |  |  | 39.7449 | '-75.34485805 |  | NL |  | C |  | C |  |  |  |  | F1
| 127 SPRUCE TRL , WOOLWICH TOWNSHIP, NJ, 08085-4058 | 08085-4058 | WOOLWICH TOWNSHIP |  |  |  |  | 39.7448 | '-75.33697882 |  | NL |  | C |  | P |  |  |  |  | F1
| 128 SPRUCE TRL , WOOLWICH TOWNSHIP, NJ, 08085-4002 | 08085-4002 | WOOLWICH TOWNSHIP |  |  |  |  | 39.7446 | '-75.33669834 |  | NL |  | O | NOT LEAD | O | NOT LEAD
| 124 SPRUCE TRL , WOOLWICH TOWNSHIP, NJ, 08085-4002 | 08085-4002 | WOOLWICH TOWNSHIP |  |  |  |  | 39.745 | '-75.33648505 |  | NL |  | O | NOT LEAD | O | NOT LEAD
| 126 SPRUCE TRL , WOOLWICH TOWNSHIP, NJ, 08085-4002 | 08085-4002 | WOOLWICH TOWNSHIP |  |  |  |  | 39.7448 | '-75.33658528 |  | NL |  | C |  | P |  |  |  |  | F1
| 870 ASHBURN WAY , WOOLWICH TOWNSHIP, NJ, 08085-4019 | 08085-4019 | WOOLWICH TOWNSHIP |  |  |  |  | 39.7438 | '-75.33970689 |  | NL |  | C |  | P |  |  |  |  | F1
| 122 SPRUCE TRL , WOOLWICH TOWNSHIP, NJ, 08085-4002 | 08085-4002 | WOOLWICH TOWNSHIP |  |  |  |  | 39.7452 | '-75.33635568 |  | NL |  | C |  | P |  |  |  |  | F1
| 121 JUNIPER LN , WOOLWICH TOWNSHIP, NJ, 08085-4042 | 08085-4042 | WOOLWICH TOWNSHIP |  |  |  |  | 39.7476 | '-75.34207967 |  | NL |  | C |  | P |  |  |  |  | F1
| 3 THEODORE CT , WOOLWICH TOWNSHIP, NJ, 08085-4061 | 08085-4061 | WOOLWICH TOWNSHIP |  |  |  |  | 39.7478 | '-75.34141999 |  | NL |  | C |  | P |  |  |  |  | F1
| 892 ASHBURN WAY , WOOLWICH TOWNSHIP, NJ, 08085-4019 | 08085-4019 | WOOLWICH TOWNSHIP |  |  |  |  | 39.7443 | '-75.34264401 |  | NL |  | O | NOT LEAD | O | NOT LEAD
| 894 ASHBURN WAY , WOOLWICH TOWNSHIP, NJ, 08085-4019 | 08085-4019 | WOOLWICH TOWNSHIP |  |  |  |  | 39.7443 | '-75.34291441 |  | NL |  | O | NOT LEAD | O | NOT LEAD
| 145 JUNIPER LN , WOOLWICH TOWNSHIP, NJ, 08085-4059 | 08085-4059 | WOOLWICH TOWNSHIP |  |  |  |  | 39.75 | '-75.34139866 |  | NL |  | C |  | P |  |  |  |  | F1
| 215 BEECH LN , WOOLWICH TOWNSHIP, NJ, 08085-4033 | 08085-4033 | WOOLWICH TOWNSHIP |  |  |  |  | 39.7446 | '-75.33564649 |  | NL |  | C |  | C |  |  |  |  | F1
| 206 BEECH LN , WOOLWICH TOWNSHIP, NJ, 08085-4032 | 08085-4032 | WOOLWICH TOWNSHIP |  |  |  |  | 39.744 | '-75.33629168 |  | NL |  | C |  | P |  |  |  |  | F1
| 205 BEECH LN , WOOLWICH TOWNSHIP, NJ, 08085-4033 | 08085-4033 | WOOLWICH TOWNSHIP |  |  |  |  | 39.7436 | '-75.33611336 |  | NL |  | O | NOT LEAD | O | NOT LEAD
| 916 ASHBURN WAY , WOOLWICH TOWNSHIP, NJ, 08085-4023 | 08085-4023 | WOOLWICH TOWNSHIP |  |  |  |  | 39.7455 | '-75.34581738 |  | NL |  | C |  | P |  |  |  |  | F1
| 120 JUNIPER LN , WOOLWICH TOWNSHIP, NJ, 08085-4060 | 08085-4060 | WOOLWICH TOWNSHIP |  |  |  |  | 39.7476 | '-75.34250219 |  | NL |  | C |  | P |  |  |  |  | F1
| 121 RAMONA LN , WOOLWICH TOWNSHIP, NJ, 08085-4071 | 08085-4071 | WOOLWICH TOWNSHIP |  |  |  |  | 39.7478 | '-75.34305064 |  | NL |  | O | NOT LEAD | O | NOT LEAD
| 310 JUNIPER LN , WOOLWICH TOWNSHIP, NJ, 08085-4068 | 08085-4068 | WOOLWICH TOWNSHIP |  |  |  |  | 39.748 | '-75.34385806 |  | NL |  | C |  | P |  |  |  |  | F1
| 304 JUNIPER LN , WOOLWICH TOWNSHIP, NJ, 08085-4066 | 08085-4066 | WOOLWICH TOWNSHIP |  |  |  |  | 39.7482 | '-75.34438216 |  | NL |  | C |  | P |  |  |  |  | F1
| 129 RAMONA LN , WOOLWICH TOWNSHIP, NJ, 08085-4071 | 08085-4071 | WOOLWICH TOWNSHIP |  |  |  |  | 39.7485 | '-75.34262837 |  | NL |  | C |  | P |  |  |  |  | F1
| 867 ASHBURN WAY , WOOLWICH TOWNSHIP, NJ, 08085-4015 | 08085-4015 | WOOLWICH TOWNSHIP |  |  |  |  | 39.7439 | '-75.33869179 |  | NL |  | C |  | P |  |  |  |  | F1
| 861 ASHBURN WAY , WOOLWICH TOWNSHIP, NJ, 08085-4015 | 08085-4015 | WOOLWICH TOWNSHIP |  |  |  |  | 39.7437 | '-75.33787984 |  | NL |  | O | NOT LEAD | O | NOT LEAD |  |  |  | RRN
| 125 JUNIPER LN , WOOLWICH TOWNSHIP, NJ, 08085-4042 | 08085-4042 | WOOLWICH TOWNSHIP |  |  |  |  | 39.7479 | '-75.34184837 |  | NL |  | O | NOT LEAD | O | NOT LEAD
| 204 BEECH LN , WOOLWICH TOWNSHIP, NJ, 08085-4032 | 08085-4032 | WOOLWICH TOWNSHIP |  |  |  |  | 39.7438 | '-75.33641576 |  | NL |  | P |  | P |  |  |  |  | F1
| 128 RAMONA LN , WOOLWICH TOWNSHIP, NJ, 08085-4072 | 08085-4072 | WOOLWICH TOWNSHIP |  |  |  |  | 39.7486 | '-75.34290615 |  | NL |  | C |  | P |  |  |  |  | F1
| 130 RAMONA LN , WOOLWICH TOWNSHIP, NJ, 08085-4072 | 08085-4072 | WOOLWICH TOWNSHIP |  |  |  |  | 39.7487 | '-75.34279659 |  | NL |  | O | NOT LEAD | P |  |  |  |  | RRN, F1
| 145 RAMONA LN , WOOLWICH TOWNSHIP, NJ, 08085-4071 | 08085-4071 | WOOLWICH TOWNSHIP |  |  |  |  | 39.7498 | '-75.34177331 |  | NL |  | C |  | P |  |  |  |  | F1
| 133 RAMONA LN , WOOLWICH TOWNSHIP, NJ, 08085-4071 | 08085-4071 | WOOLWICH TOWNSHIP |  |  |  |  | 39.7488 | '-75.34241858 |  | NL |  | C |  | P |  |  |  |  | F1
| 119 JUNIPER LN , WOOLWICH TOWNSHIP, NJ, 08085-4042 | 08085-4042 | WOOLWICH TOWNSHIP |  |  |  |  | 39.7474 | '-75.34222914 |  | NL |  | O | NOT LEAD | O | NOT LEAD |  |  |  | RRN
| 233 JUNIPER LN , WOOLWICH TOWNSHIP, NJ, 08085-4044 | 08085-4044 | WOOLWICH TOWNSHIP |  |  |  |  | 39.7492 | '-75.34576998 |  | NL |  | C |  | P |  |  |  |  | F1
| 865 ASHBURN WAY , WOOLWICH TOWNSHIP, NJ, 08085-4015 | 08085-4015 | WOOLWICH TOWNSHIP |  |  |  |  | 39.7438 | '-75.33839416 |  | NL |  | O | NOT LEAD | P |  |  |  |  | F1
| 135 RAMONA LN , WOOLWICH TOWNSHIP, NJ, 08085-4071 | 08085-4071 | WOOLWICH TOWNSHIP |  |  |  |  | 39.7489 | '-75.34230902 |  | NL |  | C |  | P |  |  |  |  | F1
| 142 RAMONA LN , WOOLWICH TOWNSHIP, NJ, 08085-4072 | 08085-4072 | WOOLWICH TOWNSHIP |  |  |  |  | 39.7497 | '-75.34218265 |  | NL |  | C |  | P |  |  |  |  | F1
| 912 ASHBURN WAY , WOOLWICH TOWNSHIP, NJ, 08085-4023 | 08085-4023 | WOOLWICH TOWNSHIP |  |  |  |  | 39.7453 | '-75.34547365 |  | NL |  | C |  | P |  |  |  |  | F1
| 144 RAMONA LN , WOOLWICH TOWNSHIP, NJ, 08085-4072 | 08085-4072 | WOOLWICH TOWNSHIP |  |  |  |  | 39.7499 | '-75.34205211 |  | NL |  | C |  | P |  |  |  |  | F1
| 130 LAUREL TRL , WOOLWICH TOWNSHIP, NJ, 08085-4074 | 08085-4074 | WOOLWICH TOWNSHIP |  |  |  |  | 39.7491 | '-75.34363911 |  | NL |  | O | NOT LEAD | O | NOT LEAD
| 232 JUNIPER LN , WOOLWICH TOWNSHIP, NJ, 08085-4049 | 08085-4049 | WOOLWICH TOWNSHIP |  |  |  |  | 39.7491 | '-75.34540346 |  | NL |  | C |  | C |  |  |  |  | F1
| 222 JUNIPER LN , WOOLWICH TOWNSHIP, NJ, 08085-4049 | 08085-4049 | WOOLWICH TOWNSHIP |  |  |  |  | 39.7499 | '-75.34487983 |  | NL |  | C |  | C |  |  |  |  | F1
| 918 ASHBURN WAY , WOOLWICH TOWNSHIP, NJ, 08085-4023 | 08085-4023 | WOOLWICH TOWNSHIP |  |  |  |  | 39.7457 | '-75.34594219 |  | NL |  | O | NOT LEAD | O | NOT LEAD
| 963 ASHBURN WAY , WOOLWICH TOWNSHIP, NJ, 08085-4022 | 08085-4022 | WOOLWICH TOWNSHIP |  |  |  |  | 39.7494 | '-75.34412721 |  | NL |  | C |  | P |  |  |  |  | F1
| 4 ETHAN TER , WOOLWICH TOWNSHIP, NJ, 08085-4035 | 08085-4035 | WOOLWICH TOWNSHIP |  |  |  |  | 39.746 | '-75.34655557 |  | NL |  | C |  | P |  |  |  |  | F1
| 155 JUNIPER LN , WOOLWICH TOWNSHIP, NJ, 08085-4059 | 08085-4059 | WOOLWICH TOWNSHIP |  |  |  |  | 39.7504 | '-75.34254304 |  | NL |  | C |  | P |  |  |  |  | F1
| 133 LAUREL TRL , WOOLWICH TOWNSHIP, NJ, 08085-4073 | 08085-4073 | WOOLWICH TOWNSHIP |  |  |  |  | 39.7491 | '-75.34323831 |  | NL |  | O | NOT LEAD | O | NOT LEAD
| 125 RAMONA LN , WOOLWICH TOWNSHIP, NJ, 08085-4071 | 08085-4071 | WOOLWICH TOWNSHIP |  |  |  |  | 39.7481 | '-75.34279832 |  | NL |  | C |  | P |  |  |  |  | F1
| 896 ASHBURN WAY , WOOLWICH TOWNSHIP, NJ, 08085-4019 | 08085-4019 | WOOLWICH TOWNSHIP |  |  |  |  | 39.7444 | '-75.34317432 |  | NL |  | O | NOT LEAD | O | NOT LEAD
| 109 HOLLY DR , WOOLWICH TOWNSHIP, NJ, 08085-4037 | 08085-4037 | WOOLWICH TOWNSHIP |  |  |  |  | 39.7461 | '-75.34299956 |  | NL |  | O | NOT LEAD | O | NOT LEAD
| 863 ASHBURN WAY , WOOLWICH TOWNSHIP, NJ, 08085-4015 | 08085-4015 | WOOLWICH TOWNSHIP |  |  |  |  | 39.7438 | '-75.33809631 |  | NL |  | C |  | P |  |  |  |  | F1
| 868 ASHBURN WAY , WOOLWICH TOWNSHIP, NJ, 08085-4018 | 08085-4018 | WOOLWICH TOWNSHIP |  |  |  |  | 39.7437 | '-75.33901738 |  | NL |  | C |  | P |  |  |  |  | F1
| 5 THEODORE CT , WOOLWICH TOWNSHIP, NJ, 08085-4061 | 08085-4061 | WOOLWICH TOWNSHIP |  |  |  |  | 39.7477 | '-75.34121906 |  | NL |  | O | NOT LEAD | O | NOT LEAD |  |  |  | RRN
| 153 JUNIPER LN , WOOLWICH TOWNSHIP, NJ, 08085-4059 | 08085-4059 | WOOLWICH TOWNSHIP |  |  |  |  | 39.7504 | '-75.34234257 |  | NL |  | C |  | P |  |  |  |  | F1
| 151 JUNIPER LN , WOOLWICH TOWNSHIP, NJ, 08085-4059 | 08085-4059 | WOOLWICH TOWNSHIP |  |  |  |  | 39.7503 | '-75.34213278 |  | NL |  | C |  | P |  |  |  |  | F1
| 123 RAMONA LN , WOOLWICH TOWNSHIP, NJ, 08085-4071 | 08085-4071 | WOOLWICH TOWNSHIP |  |  |  |  | 39.748 | '-75.34290905 |  | NL |  | O | NOT LEAD | O | NOT LEAD
| 7 THEODORE CT , WOOLWICH TOWNSHIP, NJ, 08085-4061 | 08085-4061 | WOOLWICH TOWNSHIP |  |  |  |  | 39.7476 | '-75.34099452 |  | NL |  | O | NOT LEAD | O | NOT LEAD
| 123 SPRUCE TRL , WOOLWICH TOWNSHIP, NJ, 08085-4058 | 08085-4058 | WOOLWICH TOWNSHIP |  |  |  |  | 39.7453 | '-75.33671944 |  | NL |  | C |  | P |  |  |  |  | F1
| 910 ASHBURN WAY , WOOLWICH TOWNSHIP, NJ, 08085-4023 | 08085-4023 | WOOLWICH TOWNSHIP |  |  |  |  | 39.7452 | '-75.34524331 |  | NL |  | C |  | P |  |  |  |  | F1
| 229 JUNIPER LN , WOOLWICH TOWNSHIP, NJ, 08085-4044 | 08085-4044 | WOOLWICH TOWNSHIP |  |  |  |  | 39.7495 | '-75.34553111 |  | NL |  | C |  | P |  |  |  |  | F1
| 231 JUNIPER LN , WOOLWICH TOWNSHIP, NJ, 08085-4044 | 08085-4044 | WOOLWICH TOWNSHIP |  |  |  |  | 39.7493 | '-75.34566112 |  | NL |  | O | NOT LEAD | O | NOT LEAD |  |  |  | RRN
| 124 JUNIPER LN , WOOLWICH TOWNSHIP, NJ, 08085-4060 | 08085-4060 | WOOLWICH TOWNSHIP |  |  |  |  | 39.748 | '-75.34221921 |  | NL |  | C |  | P |  |  |  |  | F1
| 230 JUNIPER LN , WOOLWICH TOWNSHIP, NJ, 08085-4049 | 08085-4049 | WOOLWICH TOWNSHIP |  |  |  |  | 39.7493 | '-75.34530252 |  | NL |  | C |  | P |  |  |  |  | F1
| 905 ASHBURN WAY , WOOLWICH TOWNSHIP, NJ, 08085-4020 | 08085-4020 | WOOLWICH TOWNSHIP |  |  |  |  | 39.7451 | '-75.34457619 |  | NL |  | C |  | P |  |  |  |  | F1
| 123 JUNIPER LN , WOOLWICH TOWNSHIP, NJ, 08085-4042 | 08085-4042 | WOOLWICH TOWNSHIP |  |  |  |  | 39.7477 | '-75.34197891 |  | NL |  | O | NOT LEAD | O | NOT LEAD
| 132 RAMONA LN , WOOLWICH TOWNSHIP, NJ, 08085-4072 | 08085-4072 | WOOLWICH TOWNSHIP |  |  |  |  | 39.7489 | '-75.34271296 |  | NL |  | C |  | P |  |  |  |  | F1
| 312 JUNIPER LN , WOOLWICH TOWNSHIP, NJ, 08085-4068 | 08085-4068 | WOOLWICH TOWNSHIP |  |  |  |  | 39.7479 | '-75.34350465 |  | NL |  | C |  | P |  |  |  |  | F1
| 127 RAMONA LN , WOOLWICH TOWNSHIP, NJ, 08085-4071 | 08085-4071 | WOOLWICH TOWNSHIP |  |  |  |  | 39.7483 | '-75.3427267 |  | NL |  | C |  | C |  |  |  |  | F1
| 225 JUNIPER LN , WOOLWICH TOWNSHIP, NJ, 08085-4044 | 08085-4044 | WOOLWICH TOWNSHIP |  |  |  |  | 39.7498 | '-75.34533944 |  | NL |  | O | NOT LEAD | O | NOT LEAD
| 212 BEECH LN , WOOLWICH TOWNSHIP, NJ, 08085-4032 | 08085-4032 | WOOLWICH TOWNSHIP |  |  |  |  | 39.7446 | '-75.33604043 |  | NL |  | C |  | P |  |  |  |  | F1
| 221 JUNIPER LN , WOOLWICH TOWNSHIP, NJ, 08085-4044 | 08085-4044 | WOOLWICH TOWNSHIP |  |  |  |  | 39.7501 | '-75.34516704 |  | NL |  | C |  | P |  |  |  |  | F1
| 126 RAMONA LN , WOOLWICH TOWNSHIP, NJ, 08085-4072 | 08085-4072 | WOOLWICH TOWNSHIP |  |  |  |  | 39.7484 | '-75.34301571 |  | NL |  | O | NOT LEAD | O | NOT LEAD
| 908 ASHBURN WAY , WOOLWICH TOWNSHIP, NJ, 08085-4023 | 08085-4023 | WOOLWICH TOWNSHIP |  |  |  |  | 39.7451 | '-75.34505852 |  | NL |  | C |  | P |  |  |  |  | F1
| 143 JUNIPER LN , WOOLWICH TOWNSHIP, NJ, 08085-4059 | 08085-4059 | WOOLWICH TOWNSHIP |  |  |  |  | 39.7499 | '-75.34121581 |  | NL |  | C |  | P |  |  |  |  | F1
| 149 JUNIPER LN , WOOLWICH TOWNSHIP, NJ, 08085-4059 | 08085-4059 | WOOLWICH TOWNSHIP |  |  |  |  | 39.7502 | '-75.34193178 |  | NL |  | C |  | P |  |  |  |  | F1
| 227 JUNIPER LN , WOOLWICH TOWNSHIP, NJ, 08085-4044 | 08085-4044 | WOOLWICH TOWNSHIP |  |  |  |  | 39.7496 | '-75.345449 |  | NL |  | C |  | P |  |  |  |  | F1
| 217 JUNIPER LN , WOOLWICH TOWNSHIP, NJ, 08085-4044 | 08085-4044 | WOOLWICH TOWNSHIP |  |  |  |  | 39.7504 | '-75.3449396 |  | NL |  | C |  | P |  |  |  |  | F1
| 909 ASHBURN WAY , WOOLWICH TOWNSHIP, NJ, 08085-4020 | 08085-4020 | WOOLWICH TOWNSHIP |  |  |  |  | 39.7453 | '-75.34503907 |  | NL |  | C |  | P |  |  |  |  | F1
| 210 BEECH LN , WOOLWICH TOWNSHIP, NJ, 08085-4032 | 08085-4032 | WOOLWICH TOWNSHIP |  |  |  |  | 39.7444 | '-75.33613964 |  | NL |  | C |  | P |  |  |  |  | F1
| 139 JUNIPER LN , WOOLWICH TOWNSHIP, NJ, 08085-4059 | 08085-4059 | WOOLWICH TOWNSHIP |  |  |  |  | 39.7495 | '-75.34099407 |  | NL |  | C |  | C |  |  |  |  | F1
| 137 JUNIPER LN , WOOLWICH TOWNSHIP, NJ, 08085-4059 | 08085-4059 | WOOLWICH TOWNSHIP |  |  |  |  | 39.7493 | '-75.34100273 |  | NL |  | C |  | P |  |  |  |  | F1
| 141 JUNIPER LN , WOOLWICH TOWNSHIP, NJ, 08085-4059 | 08085-4059 | WOOLWICH TOWNSHIP |  |  |  |  | 39.7497 | '-75.34106446 |  | NL |  | C |  | P |  |  |  |  | F1
| 138 RAMONA LN , WOOLWICH TOWNSHIP, NJ, 08085-4072 | 08085-4072 | WOOLWICH TOWNSHIP |  |  |  |  | 39.7494 | '-75.34239244 |  | NL |  | C |  | P |  |  |  |  | F1
| 140 RAMONA LN , WOOLWICH TOWNSHIP, NJ, 08085-4072 | 08085-4072 | WOOLWICH TOWNSHIP |  |  |  |  | 39.7495 | '-75.34228288 |  | NL |  | C |  | P |  |  |  |  | F1
| 213 BEECH LN , WOOLWICH TOWNSHIP, NJ, 08085-4033 | 08085-4033 | WOOLWICH TOWNSHIP |  |  |  |  | 39.7444 | '-75.33576601 |  | NL |  | O | NOT LEAD | O | NOT LEAD |  |  |  | RRN
| 135 JUNIPER LN , WOOLWICH TOWNSHIP, NJ, 08085-4059 | 08085-4059 | WOOLWICH TOWNSHIP |  |  |  |  | 39.7491 | '-75.34108335 |  | NL |  | C |  | P |  |  |  |  | F1
| 136 RAMONA LN , WOOLWICH TOWNSHIP, NJ, 08085-4072 | 08085-4072 | WOOLWICH TOWNSHIP |  |  |  |  | 39.7492 | '-75.34246406 |  | NL |  | C |  | P |  |  |  |  | F1
| 898 ASHBURN WAY , WOOLWICH TOWNSHIP, NJ, 08085-4019 | 08085-4019 | WOOLWICH TOWNSHIP |  |  |  |  | 39.7444 | '-75.34350552 |  | NL |  | C |  | P |  |  |  |  | F1
| 123 LAUREL TRL , WOOLWICH TOWNSHIP, NJ, 08085-4073 | 08085-4073 | WOOLWICH TOWNSHIP |  |  |  |  | 39.7483 | '-75.34378674 |  | NL |  | O | NOT LEAD | P |  |  |  |  | RRN, F1
| 866 ASHBURN WAY , WOOLWICH TOWNSHIP, NJ, 08085-4018 | 08085-4018 | WOOLWICH TOWNSHIP |  |  |  |  | 39.7436 | '-75.33873596 |  | NL |  | C |  | P |  |  |  |  | F1
| 228 JUNIPER LN , WOOLWICH TOWNSHIP, NJ, 08085-4049 | 08085-4049 | WOOLWICH TOWNSHIP |  |  |  |  | 39.7494 | '-75.34519412 |  | NL |  | C |  | P |  |  |  |  | F1
| 133 JUNIPER LN , WOOLWICH TOWNSHIP, NJ, 08085-4059 | 08085-4059 | WOOLWICH TOWNSHIP |  |  |  |  | 39.7488 | '-75.34131913 |  | NL |  | C |  | P |  |  |  |  | F1
| 122 JUNIPER LN , WOOLWICH TOWNSHIP, NJ, 08085-4060 | 08085-4060 | WOOLWICH TOWNSHIP |  |  |  |  | 39.7478 | '-75.34236408 |  | NL |  | C |  | P |  |  |  |  | F1
| 122 RAMONA LN , WOOLWICH TOWNSHIP, NJ, 08085-4072 | 08085-4072 | WOOLWICH TOWNSHIP |  |  |  |  | 39.7481 | '-75.34319689 |  | NL |  | C |  | P |  |  |  |  | F1
| 220 JUNIPER LN , WOOLWICH TOWNSHIP, NJ, 08085-4049 | 08085-4049 | WOOLWICH TOWNSHIP |  |  |  |  | 39.7501 | '-75.34474049 |  | NL |  | O | NOT LEAD | O | NOT LEAD |  |  |  | RRN
| 913 ASHBURN WAY , WOOLWICH TOWNSHIP, NJ, 08085-4020 | 08085-4020 | WOOLWICH TOWNSHIP |  |  |  |  | 39.7456 | '-75.34552468 |  | NL |  | C |  | P |  |  |  |  | F1
| 215 JUNIPER LN , WOOLWICH TOWNSHIP, NJ, 08085-4044 | 08085-4044 | WOOLWICH TOWNSHIP |  |  |  |  | 39.7506 | '-75.34479993 |  | NL |  | C |  | P |  |  |  |  | F1
| 130 JUNIPER LN , WOOLWICH TOWNSHIP, NJ, 08085-4060 | 08085-4060 | WOOLWICH TOWNSHIP |  |  |  |  | 39.7486 | '-75.34182113 |  | NL |  | C |  | P |  |  |  |  | F1
| 211 BEECH LN , WOOLWICH TOWNSHIP, NJ, 08085-4033 | 08085-4033 | WOOLWICH TOWNSHIP |  |  |  |  | 39.7442 | '-75.33581666 |  | NL |  | C |  | P |  |  |  |  | F1
| 141 RAMONA LN , WOOLWICH TOWNSHIP, NJ, 08085-4071 | 08085-4071 | WOOLWICH TOWNSHIP |  |  |  |  | 39.7495 | '-75.34195449 |  | NL |  | C |  | P |  |  |  |  | F1
| 888 ASHBURN WAY , WOOLWICH TOWNSHIP, NJ, 08085-4019 | 08085-4019 | WOOLWICH TOWNSHIP |  |  |  |  | 39.7442 | '-75.3421137 |  | NL |  | O | NOT LEAD | C |  |  |  |  | RRN, F1
| 209 BEECH LN , WOOLWICH TOWNSHIP, NJ, 08085-4033 | 08085-4033 | WOOLWICH TOWNSHIP |  |  |  |  | 39.744 | '-75.3359064 |  | NL |  | O | NOT LEAD | O | NOT LEAD
| 131 LAUREL TRL , WOOLWICH TOWNSHIP, NJ, 08085-4073 | 08085-4073 | WOOLWICH TOWNSHIP |  |  |  |  | 39.749 | '-75.34333738 |  | NL |  | O | NOT LEAD | O | NOT LEAD
| 131 RAMONA LN , WOOLWICH TOWNSHIP, NJ, 08085-4071 | 08085-4071 | WOOLWICH TOWNSHIP |  |  |  |  | 39.7486 | '-75.3424902 |  | NL |  | C |  | P |  |  |  |  | F1
| 139 RAMONA LN , WOOLWICH TOWNSHIP, NJ, 08085-4071 | 08085-4071 | WOOLWICH TOWNSHIP |  |  |  |  | 39.7493 | '-75.34206013 |  | NL |  | O | NOT LEAD | O | NOT LEAD
| 7 VALLEY FORGE DR , WOOLWICH TOWNSHIP, NJ, 08085-4233 | 08085-4233 | WOOLWICH TOWNSHIP |  |  |  |  | 39.742 | '-75.33185089 |  | NL |  | O | NOT LEAD | O | NOT LEAD
| 6 VALLEY FORGE DR , WOOLWICH TOWNSHIP, NJ, 08085-4228 | 08085-4228 | WOOLWICH TOWNSHIP |  |  |  |  | 39.7419 | '-75.33226093 |  | NL |  | O | NOT LEAD | O | NOT LEAD
| 5 VALLEY FORGE DR , WOOLWICH TOWNSHIP, NJ, 08085-4233 | 08085-4233 | WOOLWICH TOWNSHIP |  |  |  |  | 39.7418 | '-75.33197924 |  | NL |  | C |  | P |  |  |  |  | F1
| 125 LAUREL TRL , WOOLWICH TOWNSHIP, NJ, 08085-4073 | 08085-4073 | WOOLWICH TOWNSHIP |  |  |  |  | 39.7485 | '-75.3436579 |  | NL |  | O | NOT LEAD | O | NOT LEAD
| 886 ASHBURN WAY , WOOLWICH TOWNSHIP, NJ, 08085-4019 | 08085-4019 | WOOLWICH TOWNSHIP |  |  |  |  | 39.7442 | '-75.34185378 |  | NL |  | C |  | P |  |  |  |  | F1
| 890 ASHBURN WAY , WOOLWICH TOWNSHIP, NJ, 08085-4019 | 08085-4019 | WOOLWICH TOWNSHIP |  |  |  |  | 39.7442 | '-75.3423841 |  | NL |  | O | NOT LEAD | O | NOT LEAD
| 126 JUNIPER LN , WOOLWICH TOWNSHIP, NJ, 08085-4060 | 08085-4060 | WOOLWICH TOWNSHIP |  |  |  |  | 39.7482 | '-75.34206006 |  | NL |  | O | NOT LEAD | O | NOT LEAD |  |  |  | RRN
| 218 JUNIPER LN , WOOLWICH TOWNSHIP, NJ, 08085-4049 | 08085-4049 | WOOLWICH TOWNSHIP |  |  |  |  | 39.7503 | '-75.34463093 |  | NL |  | C |  | P |  |  |  |  | F1
| 207 BEECH LN , WOOLWICH TOWNSHIP, NJ, 08085-4033 | 08085-4033 | WOOLWICH TOWNSHIP |  |  |  |  | 39.7438 | '-75.33598915 |  | NL |  | O | NOT LEAD | O | NOT LEAD |  |  |  | RRN
| 8 VALLEY FORGE DR , WOOLWICH TOWNSHIP, NJ, 08085-4228 | 08085-4228 | WOOLWICH TOWNSHIP |  |  |  |  | 39.7421 | '-75.33214088 |  | NL |  | C |  | P |  |  |  |  | F1
| 900 ASHBURN WAY , WOOLWICH TOWNSHIP, NJ, 08085-4023 | 08085-4023 | WOOLWICH TOWNSHIP |  |  |  |  | 39.7446 | '-75.34414956 |  | NL |  | C |  | P |  |  |  |  | F1
| 216 JUNIPER LN , WOOLWICH TOWNSHIP, NJ, 08085-4049 | 08085-4049 | WOOLWICH TOWNSHIP |  |  |  |  | 39.7504 | '-75.34453081 |  | NL |  | O | NOT LEAD | O | NOT LEAD
| 147 JUNIPER LN , WOOLWICH TOWNSHIP, NJ, 08085-4059 | 08085-4059 | WOOLWICH TOWNSHIP |  |  |  |  | 39.7501 | '-75.34166307 |  | NL |  | C |  | C |  |  |  |  | F1
| 122 LAUREL TRL , WOOLWICH TOWNSHIP, NJ, 08085-4074 | 08085-4074 | WOOLWICH TOWNSHIP |  |  |  |  | 39.7484 | '-75.3440587 |  | NL |  | O | NOT LEAD | O | NOT LEAD
| 891 ASHBURN WAY , WOOLWICH TOWNSHIP, NJ, 08085-4017 | 08085-4017 | WOOLWICH TOWNSHIP |  |  |  |  | 39.7445 | '-75.34224478 |  | NL |  | C |  | P |  |  |  |  | F1
| 124 LAUREL TRL , WOOLWICH TOWNSHIP, NJ, 08085-4074 | 08085-4074 | WOOLWICH TOWNSHIP |  |  |  |  | 39.7486 | '-75.34398707 |  | NL |  | C |  | P |  |  |  |  | F1
| 129 LAUREL TRL , WOOLWICH TOWNSHIP, NJ, 08085-4073 | 08085-4073 | WOOLWICH TOWNSHIP |  |  |  |  | 39.7488 | '-75.34347671 |  | NL |  | O | NOT LEAD | O | NOT LEAD
| 140 SARATOGA LN , WOOLWICH TOWNSHIP, NJ, 08085-4204 | 08085-4204 | WOOLWICH TOWNSHIP |  |  |  |  | 39.7446 | '-75.33014169 |  | NL |  | C |  | P |  |  |  |  | F1
| 12 VALLEY FORGE DR , WOOLWICH TOWNSHIP, NJ, 08085-4228 | 08085-4228 | WOOLWICH TOWNSHIP |  |  |  |  | 39.7424 | '-75.33193988 |  | NL |  | C |  | P |  |  |  |  | F1
| 124 RAMONA LN , WOOLWICH TOWNSHIP, NJ, 08085-4072 | 08085-4072 | WOOLWICH TOWNSHIP |  |  |  |  | 39.7482 | '-75.34311594 |  | NL |  | C |  | P |  |  |  |  | F1
| 219 JUNIPER LN , WOOLWICH TOWNSHIP, NJ, 08085-4044 | 08085-4044 | WOOLWICH TOWNSHIP |  |  |  |  | 39.7502 | '-75.34505965 |  | NL |  | C |  | C |  |  |  |  | F1
| 134 RAMONA LN , WOOLWICH TOWNSHIP, NJ, 08085-4072 | 08085-4072 | WOOLWICH TOWNSHIP |  |  |  |  | 39.7491 | '-75.34260223 |  | NL |  | C |  | P |  |  |  |  | F1
| 143 RAMONA LN , WOOLWICH TOWNSHIP, NJ, 08085-4071 | 08085-4071 | WOOLWICH TOWNSHIP |  |  |  |  | 39.7496 | '-75.34188287 |  | NL |  | O | NOT LEAD | O | NOT LEAD
| 959 ASHBURN WAY , WOOLWICH TOWNSHIP, NJ, 08085-4022 | 08085-4022 | WOOLWICH TOWNSHIP |  |  |  |  | 39.7491 | '-75.34432652 |  | NL |  | O | NOT LEAD | O | NOT LEAD |  |  |  | RRN
| 131 JUNIPER LN , WOOLWICH TOWNSHIP, NJ, 08085-4059 | 08085-4059 | WOOLWICH TOWNSHIP |  |  |  |  | 39.7486 | '-75.3414293 |  | NL |  | O | NOT LEAD | P |  |  |  |  | RRN, F1
| 211 JUNIPER LN , WOOLWICH TOWNSHIP, NJ, 08085-4044 | 08085-4044 | WOOLWICH TOWNSHIP |  |  |  |  | 39.7508 | '-75.34449502 |  | NL |  | C |  | P |  |  |  |  | F1
| 3 WILLIAMSBURG WAY , WOOLWICH TOWNSHIP, NJ, 08085-4221 | 08085-4221 | WOOLWICH TOWNSHIP |  |  |  |  | 39.7416 | '-75.3308964 |  | NL |  | C |  | C |  |  |  |  | F1
| 860 ASHBURN WAY , WOOLWICH TOWNSHIP, NJ, 08085-4018 | 08085-4018 | WOOLWICH TOWNSHIP |  |  |  |  | 39.7435 | '-75.33789409 |  | NL |  | C |  | P |  |  |  |  | F1
| 144 LAUREL TRL , WOOLWICH TOWNSHIP, NJ, 08085-4074 | 08085-4074 | WOOLWICH TOWNSHIP |  |  |  |  | 39.7502 | '-75.34289348 |  | NL |  | O | NOT LEAD | O | NOT LEAD |  |  |  | RRN
| 138 SARATOGA LN , WOOLWICH TOWNSHIP, NJ, 08085-4204 | 08085-4204 | WOOLWICH TOWNSHIP |  |  |  |  | 39.7444 | '-75.33012573 |  | NL |  | O | NOT LEAD | O | NOT LEAD
| 224 JUNIPER LN , WOOLWICH TOWNSHIP, NJ, 08085-4049 | 08085-4049 | WOOLWICH TOWNSHIP |  |  |  |  | 39.7498 | '-75.34497384 |  | NL |  | C |  | P |  |  |  |  | F1
| 114 SARATOGA LN , WOOLWICH TOWNSHIP, NJ, 08085-4200 | 08085-4200 | WOOLWICH TOWNSHIP |  |  |  |  | 39.742 | '-75.32906632 |  | NL |  | C |  | C |  |  |  |  | F1
| 135 SARATOGA LN , WOOLWICH TOWNSHIP, NJ, 08085-4201 | 08085-4201 | WOOLWICH TOWNSHIP |  |  |  |  | 39.744 | '-75.32980998 |  | NL |  | O | NOT LEAD | O | NOT LEAD |  |  |  | RRN
| 142 SARATOGA LN , WOOLWICH TOWNSHIP, NJ, 08085-4204 | 08085-4204 | WOOLWICH TOWNSHIP |  |  |  |  | 39.7449 | '-75.33011472 |  | NL |  | O | NOT LEAD | O | NOT LEAD
| 9 THEODORE CT , WOOLWICH TOWNSHIP, NJ, 08085-4061 | 08085-4061 | WOOLWICH TOWNSHIP |  |  |  |  | 39.7476 | '-75.34078672 |  | NL |  | C |  | P |  |  |  |  | F1
| 864 ASHBURN WAY , WOOLWICH TOWNSHIP, NJ, 08085-4018 | 08085-4018 | WOOLWICH TOWNSHIP |  |  |  |  | 39.7436 | '-75.33843812 |  | NL |  | O | NOT LEAD | O | NOT LEAD |  |  |  | RRN
| 128 JUNIPER LN , WOOLWICH TOWNSHIP, NJ, 08085-4060 | 08085-4060 | WOOLWICH TOWNSHIP |  |  |  |  | 39.7484 | '-75.34193185 |  | NL |  | C |  | P |  |  |  |  | F1
| 134 LAUREL TRL , WOOLWICH TOWNSHIP, NJ, 08085-4074 | 08085-4074 | WOOLWICH TOWNSHIP |  |  |  |  | 39.7494 | '-75.34342815 |  | NL |  | O | NOT LEAD | O | NOT LEAD
| 132 SARATOGA LN , WOOLWICH TOWNSHIP, NJ, 08085-4204 | 08085-4204 | WOOLWICH TOWNSHIP |  |  |  |  | 39.7438 | '-75.33018834 |  | NL |  | C |  | P |  |  |  |  | F1
| 911 ASHBURN WAY , WOOLWICH TOWNSHIP, NJ, 08085-4020 | 08085-4020 | WOOLWICH TOWNSHIP |  |  |  |  | 39.7455 | '-75.34530947 |  | NL |  | O | NOT LEAD | O | NOT LEAD
| 112 SARATOGA LN , WOOLWICH TOWNSHIP, NJ, 08085-4200 | 08085-4200 | WOOLWICH TOWNSHIP |  |  |  |  | 39.7418 | '-75.32887698 |  | NL |  | C |  | P |  |  |  |  | F1
| 862 ASHBURN WAY , WOOLWICH TOWNSHIP, NJ, 08085-4018 | 08085-4018 | WOOLWICH TOWNSHIP |  |  |  |  | 39.7435 | '-75.33821353 |  | NL |  | C |  | P |  |  |  |  | F1
| 118 SARATOGA LN , WOOLWICH TOWNSHIP, NJ, 08085-4200 | 08085-4200 | WOOLWICH TOWNSHIP |  |  |  |  | 39.7422 | '-75.3294947 |  | NL |  | C |  | P |  |  |  |  | F1
| 127 SARATOGA LN , WOOLWICH TOWNSHIP, NJ, 08085-4201 | 08085-4201 | WOOLWICH TOWNSHIP |  |  |  |  | 39.7431 | '-75.32989803 |  | NL |  | C |  | P |  |  |  |  | F1
| 134 SARATOGA LN , WOOLWICH TOWNSHIP, NJ, 08085-4204 | 08085-4204 | WOOLWICH TOWNSHIP |  |  |  |  | 39.744 | '-75.33019714 |  | NL |  | C |  | P |  |  |  |  | F1
| 15 WILLIAMSBURG WAY , WOOLWICH TOWNSHIP, NJ, 08085-4223 | 08085-4223 | WOOLWICH TOWNSHIP |  |  |  |  | 39.7424 | '-75.32994641 |  | NL |  | C |  | P |  |  |  |  | F1
| 970 ASHBURN WAY , WOOLWICH TOWNSHIP, NJ, 08085-4025 | 08085-4025 | WOOLWICH TOWNSHIP |  |  |  |  | 39.7502 | '-75.34399032 |  | NL |  | C |  | P |  |  |  |  | F1
| 13 WILLIAMSBURG WAY , WOOLWICH TOWNSHIP, NJ, 08085-4223 | 08085-4223 | WOOLWICH TOWNSHIP |  |  |  |  | 39.7423 | '-75.3301562 |  | NL |  | O | NOT LEAD | O | NOT LEAD
| 129 MINUTEMAN LN , WOOLWICH TOWNSHIP, NJ, 08085-4237 | 08085-4237 | WOOLWICH TOWNSHIP |  |  |  |  | 39.7434 | '-75.33030972 |  | NL |  | C |  | P |  |  |  |  | F1
| 128 SARATOGA LN , WOOLWICH TOWNSHIP, NJ, 08085-4202 | 08085-4202 | WOOLWICH TOWNSHIP |  |  |  |  | 39.743 | '-75.33028451 |  | NL |  | C |  | P |  |  |  |  | F1
| 16 WILLIAMSBURG WAY , WOOLWICH TOWNSHIP, NJ, 08085-4220 | 08085-4220 | WOOLWICH TOWNSHIP |  |  |  |  | 39.7426 | '-75.33014973 |  | NL |  | C |  | P |  |  |  |  | F1
| 128 LAUREL TRL , WOOLWICH TOWNSHIP, NJ, 08085-4074 | 08085-4074 | WOOLWICH TOWNSHIP |  |  |  |  | 39.7489 | '-75.34377728 |  | NL |  | C |  | P |  |  |  |  | F1
| 127 LAUREL TRL , WOOLWICH TOWNSHIP, NJ, 08085-4073 | 08085-4073 | WOOLWICH TOWNSHIP |  |  |  |  | 39.7486 | '-75.34357695 |  | NL |  | C |  | P |  |  |  |  | F1
| 126 LAUREL TRL , WOOLWICH TOWNSHIP, NJ, 08085-4074 | 08085-4074 | WOOLWICH TOWNSHIP |  |  |  |  | 39.7487 | '-75.34387751 |  | NL |  | O | NOT LEAD | O | NOT LEAD
| 209 JUNIPER LN , WOOLWICH TOWNSHIP, NJ, 08085-4044 | 08085-4044 | WOOLWICH TOWNSHIP |  |  |  |  | 39.7509 | '-75.3442783 |  | NL |  | O | NOT LEAD | O | NOT LEAD |  |  |  | RRN
| 104 MINUTEMAN LN , WOOLWICH TOWNSHIP, NJ, 08085-4232 | 08085-4232 | WOOLWICH TOWNSHIP |  |  |  |  | 39.7447 | '-75.33326069 |  | NL |  | C |  | P |  |  |  |  | F1
| 846 ASHBURN WAY , WOOLWICH TOWNSHIP, NJ, 08085-4018 | 08085-4018 | WOOLWICH TOWNSHIP |  |  |  |  | 39.7427 | '-75.33612842 |  | NL |  | C |  | P |  |  |  |  | F1
| 964 ASHBURN WAY , WOOLWICH TOWNSHIP, NJ, 08085-4025 | 08085-4025 | WOOLWICH TOWNSHIP |  |  |  |  | 39.7497 | '-75.34430967 |  | NL |  | O | NOT LEAD | O | NOT LEAD
| 960 ASHBURN WAY , WOOLWICH TOWNSHIP, NJ, 08085-4025 | 08085-4025 | WOOLWICH TOWNSHIP |  |  |  |  | 39.7494 | '-75.34451946 |  | NL |  | C |  | P |  |  |  |  | F1
| 101 MINUTEMAN LN , WOOLWICH TOWNSHIP, NJ, 08085-4236 | 08085-4236 | WOOLWICH TOWNSHIP |  |  |  |  | 39.7448 | '-75.33378628 |  | NL |  | O | NOT LEAD | O | NOT LEAD |  |  |  | RRN
| 22 PATRIOT WAY , WOOLWICH TOWNSHIP, NJ, 08085-4224 | 08085-4224 | WOOLWICH TOWNSHIP |  |  |  |  | 39.7454 | '-75.33025974 |  | NL |  | C |  | P |  |  |  |  | F1
| 189 YORKTOWN RD , WOOLWICH TOWNSHIP, NJ, 08085-4205 | 08085-4205 | WOOLWICH TOWNSHIP |  |  |  |  | 39.7423 | '-75.32687537 |  | NL |  | C |  | P |  |  |  |  | F1
| 116 SARATOGA LN , WOOLWICH TOWNSHIP, NJ, 08085-4200 | 08085-4200 | WOOLWICH TOWNSHIP |  |  |  |  | 39.7421 | '-75.32928491 |  | NL |  | C |  | C |  |  |  |  | F1
| 132 LAUREL TRL , WOOLWICH TOWNSHIP, NJ, 08085-4074 | 08085-4074 | WOOLWICH TOWNSHIP |  |  |  |  | 39.7492 | '-75.34356749 |  | NL |  | C |  | P |  |  |  |  | F1
| 12 WILLIAMSBURG WAY , WOOLWICH TOWNSHIP, NJ, 08085-4220 | 08085-4220 | WOOLWICH TOWNSHIP |  |  |  |  | 39.7423 | '-75.33061055 |  | NL |  | C |  | P |  |  |  |  | F1
| 183 YORKTOWN RD , WOOLWICH TOWNSHIP, NJ, 08085-4205 | 08085-4205 | WOOLWICH TOWNSHIP |  |  |  |  | 39.7428 | '-75.3263707 |  | NL |  | O | NOT LEAD | O | NOT LEAD
| 179 YORKTOWN RD , WOOLWICH TOWNSHIP, NJ, 08085-4205 | 08085-4205 | WOOLWICH TOWNSHIP |  |  |  |  | 39.7429 | '-75.32583143 |  | NL |  | C |  | P |  |  |  |  | F1
| 217 BEECH LN , WOOLWICH TOWNSHIP, NJ, 08085-4033 | 08085-4033 | WOOLWICH TOWNSHIP |  |  |  |  | 39.7448 | '-75.33558535 |  | NL |  | C |  | P |  |  |  |  | F1
| 107 YORKTOWN RD , WOOLWICH TOWNSHIP, NJ, 08085-4203 | 08085-4203 | WOOLWICH TOWNSHIP |  |  |  |  | 39.741 | '-75.3312779 |  | NL |  | O | NOT LEAD | O | NOT LEAD
| 129 SARATOGA LN , WOOLWICH TOWNSHIP, NJ, 08085-4201 | 08085-4201 | WOOLWICH TOWNSHIP |  |  |  |  | 39.7434 | '-75.32987822 |  | NL |  | O | NOT LEAD | O | NOT LEAD
| 103 MAPLE HILL DR , SWEDESBORO, NJ, 08085-1368 | 08085-1368 | SWEDESBORO |  |  |  |  | 39.7508 | '-75.33475205 |  | NL |  | O | NOT LEAD | O | NOT LEAD
| 6 WILLIAMSBURG WAY , WOOLWICH TOWNSHIP, NJ, 08085-4220 | 08085-4220 | WOOLWICH TOWNSHIP |  |  |  |  | 39.7418 | '-75.33113485 |  | NL |  | C |  | P |  |  |  |  | F1
| 127 MINUTEMAN LN , WOOLWICH TOWNSHIP, NJ, 08085-4237 | 08085-4237 | WOOLWICH TOWNSHIP |  |  |  |  | 39.7435 | '-75.33055034 |  | NL |  | C |  | P |  |  |  |  | F1
| 121 SARATOGA LN , WOOLWICH TOWNSHIP, NJ, 08085-4201 | 08085-4201 | WOOLWICH TOWNSHIP |  |  |  |  | 39.7425 | '-75.32933805 |  | NL |  | O | NOT LEAD | O | NOT LEAD
| 136 SARATOGA LN , WOOLWICH TOWNSHIP, NJ, 08085-4204 | 08085-4204 | WOOLWICH TOWNSHIP |  |  |  |  | 39.7442 | '-75.33014871 |  | NL |  | C |  | C |  |  |  |  | F1
| 115 MINUTEMAN LN , WOOLWICH TOWNSHIP, NJ, 08085-4236 | 08085-4236 | WOOLWICH TOWNSHIP |  |  |  |  | 39.7437 | '-75.33241597 |  | NL |  | C |  | P |  |  |  |  | F1
| 110 MAPLE HILL DR , WOOLWICH TOWNSHIP, NJ, 08085-1365 | 08085-1365 | WOOLWICH TOWNSHIP |  |  |  |  | 39.7508 | '-75.33408749 |  | NL |  | O | NOT LEAD | O | NOT LEAD |  |  |  | RRN
| 208 BEECH LN , WOOLWICH TOWNSHIP, NJ, 08085-4032 | 08085-4032 | WOOLWICH TOWNSHIP |  |  |  |  | 39.7442 | '-75.33620194 |  | NL |  | O | NOT LEAD | O | NOT LEAD |  |  |  | RRN
| 9 PATRIOT WAY , WOOLWICH TOWNSHIP, NJ, 08085-4227 | 08085-4227 | WOOLWICH TOWNSHIP |  |  |  |  | 39.7447 | '-75.33176846 |  | NL |  | C |  | P |  |  |  |  | F1
| 139 DELAWARE XING , WOOLWICH TOWNSHIP, NJ, 08085-4207 | 08085-4207 | WOOLWICH TOWNSHIP |  |  |  |  | 39.7471 | '-75.32740964 |  | NL |  | C |  | P |  |  |  |  | F1
| 39 FREDRICK BLVD , WOOLWICH TOWNSHIP, NJ, 08085-4243 | 08085-4243 | WOOLWICH TOWNSHIP |  |  |  |  | 39.7456 | '-75.33208291 |  | NL |  | C |  | P |  |  |  |  | F1
| 118 MINUTEMAN LN , WOOLWICH TOWNSHIP, NJ, 08085-4234 | 08085-4234 | WOOLWICH TOWNSHIP |  |  |  |  | 39.7438 | '-75.33167802 |  | NL |  | C |  | P |  |  |  |  | F1
| 2 THEODORE CT , WOOLWICH TOWNSHIP, NJ, 08085-4061 | 08085-4061 | WOOLWICH TOWNSHIP |  |  |  |  | 39.7483 | '-75.34152677 |  | NL |  | C |  | P |  |  |  |  | F1
| 133 DELAWARE XING , WOOLWICH TOWNSHIP, NJ, 08085-4207 | 08085-4207 | WOOLWICH TOWNSHIP |  |  |  |  | 39.7466 | '-75.32786011 |  | NL |  | O | NOT LEAD | O | NOT LEAD |  |  |  | O | Institutional Knowledge
| 972 ASHBURN WAY , WOOLWICH TOWNSHIP, NJ, 08085-4025 | 08085-4025 | WOOLWICH TOWNSHIP |  |  |  |  | 39.7504 | '-75.34386147 |  | NL |  | O | NOT LEAD | O | NOT LEAD |  |  |  | RRN
| 19 VALLEY FORGE DR , WOOLWICH TOWNSHIP, NJ, 08085-4233 | 08085-4233 | WOOLWICH TOWNSHIP |  |  |  |  | 39.7431 | '-75.33115041 |  | NL |  | O | NOT LEAD | O | NOT LEAD
| 8 WILLIAMSBURG WAY , WOOLWICH TOWNSHIP, NJ, 08085-4220 | 08085-4220 | WOOLWICH TOWNSHIP |  |  |  |  | 39.742 | '-75.33096871 |  | NL |  | C |  | P |  |  |  |  | F1
| 116 MINUTEMAN LN , WOOLWICH TOWNSHIP, NJ, 08085-4234 | 08085-4234 | WOOLWICH TOWNSHIP |  |  |  |  | 39.7439 | '-75.33201942 |  | NL |  | O | NOT LEAD | C |  |  |  |  | RRN, F1
| 114 MINUTEMAN LN , WOOLWICH TOWNSHIP, NJ, 08085-4234 | 08085-4234 | WOOLWICH TOWNSHIP |  |  |  |  | 39.744 | '-75.33234174 |  | NL |  | C |  | P |  |  |  |  | F1
| 18 VALLEY FORGE DR , WOOLWICH TOWNSHIP, NJ, 08085-4228 | 08085-4228 | WOOLWICH TOWNSHIP |  |  |  |  | 39.743 | '-75.33156925 |  | NL |  | C |  | P |  |  |  |  | F1
| 11 WILLIAMSBURG WAY , WOOLWICH TOWNSHIP, NJ, 08085-4223 | 08085-4223 | WOOLWICH TOWNSHIP |  |  |  |  | 39.7421 | '-75.33034619 |  | NL |  | O | NOT LEAD | P |  |  |  |  | RRN, F1
| 143 SARATOGA LN , WOOLWICH TOWNSHIP, NJ, 08085-4201 | 08085-4201 | WOOLWICH TOWNSHIP |  |  |  |  | 39.7449 | '-75.32972724 |  | NL |  | O | NOT LEAD | O | NOT LEAD
| 126 DELAWARE XING , WOOLWICH TOWNSHIP, NJ, 08085-4222 | 08085-4222 | WOOLWICH TOWNSHIP |  |  |  |  | 39.7465 | '-75.32866661 |  | NL |  | C |  | P |  |  |  |  | F1
| 108 DELAWARE XING , WOOLWICH TOWNSHIP, NJ, 08085-4222 | 08085-4222 | WOOLWICH TOWNSHIP |  |  |  |  | 39.7461 | '-75.33112608 |  | NL |  | C |  | P |  |  |  |  | F1
| 8 THEODORE CT , WOOLWICH TOWNSHIP, NJ, 08085-4061 | 08085-4061 | WOOLWICH TOWNSHIP |  |  |  |  | 39.7479 | '-75.34079504 |  | NL |  | C |  | P |  |  |  |  | F1
| 10 THEODORE CT , WOOLWICH TOWNSHIP, NJ, 08085-4061 | 08085-4061 | WOOLWICH TOWNSHIP |  |  |  |  | 39.7478 | '-75.34069656 |  | NL |  | O | NOT LEAD | O | NOT LEAD
| 124 DELAWARE XING , WOOLWICH TOWNSHIP, NJ, 08085-4222 | 08085-4222 | WOOLWICH TOWNSHIP |  |  |  |  | 39.7465 | '-75.32902708 |  | NL |  | O | NOT LEAD | O | NOT LEAD
| 14 HILL FARM WAY , WOOLWICH TOWNSHIP, NJ, 08085-1376 | 08085-1376 | WOOLWICH TOWNSHIP |  |  |  |  | 39.7497 | '-75.33427679 |  | NL |  | O | NOT LEAD | O | NOT LEAD
| 33 VALLEY FORGE DR , WOOLWICH TOWNSHIP, NJ, 08085-4235 | 08085-4235 | WOOLWICH TOWNSHIP |  |  |  |  | 39.7448 | '-75.33105045 |  | NL |  | C |  | P |  |  |  |  | F1
| 121 DELAWARE XING , WOOLWICH TOWNSHIP, NJ, 08085-4207 | 08085-4207 | WOOLWICH TOWNSHIP |  |  |  |  | 39.7463 | '-75.32938464 |  | NL |  | O | NOT LEAD | O | NOT LEAD |  |  |  | O | Institutional Knowledge
| 121 MINUTEMAN LN , WOOLWICH TOWNSHIP, NJ, 08085-4236 | 08085-4236 | WOOLWICH TOWNSHIP |  |  |  |  | 39.7435 | '-75.33177463 |  | NL |  | O | NOT LEAD | O | NOT LEAD
| 106 MINUTEMAN LN , WOOLWICH TOWNSHIP, NJ, 08085-4232 | 08085-4232 | WOOLWICH TOWNSHIP |  |  |  |  | 39.7445 | '-75.33294012 |  | NL |  | C |  | P |  |  |  |  | F1
| 48 FREDRICK BLVD , WOOLWICH TOWNSHIP, NJ, 08085-4244 | 08085-4244 | WOOLWICH TOWNSHIP |  |  |  |  | 39.7465 | '-75.3334355 |  | NL |  | C |  | C |  |  |  |  | F1
| 108 YORKTOWN RD , SWEDESBORO, NJ, 08085-4208 | 08085-4208 | SWEDESBORO |  |  |  |  | 39.7414 | '-75.33154672 |  | NL |  | C |  | P |  |  |  |  | F1
| 112 MINUTEMAN LN , SWEDESBORO, NJ, 08085-4234 | 08085-4234 | SWEDESBORO |  |  |  |  | 39.7442 | '-75.33256901 |  | NL |  | O | NOT LEAD | O | NOT LEAD
| 115 SARATOGA LN , WOOLWICH TOWNSHIP, NJ, 08085-4201 | 08085-4201 | WOOLWICH TOWNSHIP |  |  |  |  | 39.7421 | '-75.32872563 |  | NL |  | O | NOT LEAD | O | NOT LEAD
| 14 WILLIAMSBURG WAY , WOOLWICH TOWNSHIP, NJ, 08085-4220 | 08085-4220 | WOOLWICH TOWNSHIP |  |  |  |  | 39.7424 | '-75.33041484 |  | NL |  | C |  | O | NOT LEAD |  |  |  | F1, RRN
| 114 YORKTOWN RD , WOOLWICH TOWNSHIP, NJ, 08085-4210 | 08085-4210 | WOOLWICH TOWNSHIP |  |  |  |  | 39.741 | '-75.33044732 |  | NL |  | O | NOT LEAD | O | NOT LEAD |  |  |  | RRN
| 16 WASHINGTON WAY , WOOLWICH TOWNSHIP, NJ, 08085-4218 | 08085-4218 | WOOLWICH TOWNSHIP |  |  |  |  | 39.7418 | '-75.33057856 |  | NL |  | O | NOT LEAD | O | NOT LEAD
| 114 MAPLE HILL DR , WOOLWICH TOWNSHIP, NJ, 08085-1365 | 08085-1365 | WOOLWICH TOWNSHIP |  |  |  |  | 39.7505 | '-75.33368394 |  | NL |  | O | NOT LEAD | O | NOT LEAD |  |  |  | RRN
| 147 SARATOGA LN , WOOLWICH TOWNSHIP, NJ, 08085-4201 | 08085-4201 | WOOLWICH TOWNSHIP |  |  |  |  | 39.7453 | '-75.32972676 |  | NL |  | O | NOT LEAD | O | NOT LEAD
| 213 JUNIPER LN , WOOLWICH TOWNSHIP, NJ, 08085-4044 | 08085-4044 | WOOLWICH TOWNSHIP |  |  |  |  | 39.7507 | '-75.34467823 |  | NL |  | C |  | P |  |  |  |  | F1
| 966 ASHBURN WAY , WOOLWICH TOWNSHIP, NJ, 08085-4025 | 08085-4025 | WOOLWICH TOWNSHIP |  |  |  |  | 39.7499 | '-75.34420011 |  | NL |  | C |  | P |  |  |  |  | F1
| 119 MINUTEMAN LN , WOOLWICH TOWNSHIP, NJ, 08085-4236 | 08085-4236 | WOOLWICH TOWNSHIP |  |  |  |  | 39.7435 | '-75.33203454 |  | NL |  | C |  | P |  |  |  |  | F1
| 110 BUNKER HILL DR , WOOLWICH TOWNSHIP, NJ, 08085-4238 | 08085-4238 | WOOLWICH TOWNSHIP |  |  |  |  | 39.7461 | '-75.33407374 |  | NL |  | C |  | P |  |  |  |  | F1
| 15 VALLEY FORGE DR , WOOLWICH TOWNSHIP, NJ, 08085-4233 | 08085-4233 | WOOLWICH TOWNSHIP |  |  |  |  | 39.7427 | '-75.33140863 |  | NL |  | C |  | P |  |  |  |  | F1
| 226 JUNIPER LN , WOOLWICH TOWNSHIP, NJ, 08085-4049 | 08085-4049 | WOOLWICH TOWNSHIP |  |  |  |  | 39.7496 | '-75.34508457 |  | NL |  | C |  | P |  |  |  |  | F1
| 36 FREDRICK BLVD , WOOLWICH TOWNSHIP, NJ, 08085-4244 | 08085-4244 | WOOLWICH TOWNSHIP |  |  |  |  | 39.7458 | '-75.3324194 |  | NL |  | C |  | P |  |  |  |  | F1
| 965 ASHBURN WAY , WOOLWICH TOWNSHIP, NJ, 08085-4022 | 08085-4022 | WOOLWICH TOWNSHIP |  |  |  |  | 39.7496 | '-75.34401649 |  | NL |  | O | NOT LEAD | O | NOT LEAD
| 136 JUNIPER LN , WOOLWICH TOWNSHIP, NJ, 08085-4060 | 08085-4060 | WOOLWICH TOWNSHIP |  |  |  |  | 39.7491 | '-75.34146098 |  | NL |  | C |  | P |  |  |  |  | F1
| 53 FREDRICK BLVD , WOOLWICH TOWNSHIP, NJ, 08085-4245 | 08085-4245 | WOOLWICH TOWNSHIP |  |  |  |  | 39.7468 | '-75.33328139 |  | NL |  | C |  | P |  |  |  |  | F1
| 123 MINUTEMAN LN , WOOLWICH TOWNSHIP, NJ, 08085-4236 | 08085-4236 | WOOLWICH TOWNSHIP |  |  |  |  | 39.7435 | '-75.331468 |  | NL |  | C |  | P |  |  |  |  | F1
| 112 MAPLE HILL DR , WOOLWICH TOWNSHIP, NJ, 08085-1365 | 08085-1365 | WOOLWICH TOWNSHIP |  |  |  |  | 39.7506 | '-75.33391302 |  | NL |  | C |  | P |  |  |  |  | F1
| 72 FREDRICK BLVD , WOOLWICH TOWNSHIP, NJ, 08085-4246 | 08085-4246 | WOOLWICH TOWNSHIP |  |  |  |  | 39.7491 | '-75.33284563 |  | NL |  | O | NOT LEAD | O | NOT LEAD
| 152 SARATOGA LN , WOOLWICH TOWNSHIP, NJ, 08085-4206 | 08085-4206 | WOOLWICH TOWNSHIP |  |  |  |  | 39.7458 | '-75.33020661 |  | NL |  | C |  | P |  |  |  |  | F1
| 10 WILLIAMSBURG WAY , WOOLWICH TOWNSHIP, NJ, 08085-4220 | 08085-4220 | WOOLWICH TOWNSHIP |  |  |  |  | 39.7422 | '-75.33079685 |  | NL |  | C |  | P |  |  |  |  | F1
| 137 SARATOGA LN , WOOLWICH TOWNSHIP, NJ, 08085-4201 | 08085-4201 | WOOLWICH TOWNSHIP |  |  |  |  | 39.7442 | '-75.32979017 |  | NL |  | C |  | P |  |  |  |  | F1
| 22 VALLEY FORGE DR , WOOLWICH TOWNSHIP, NJ, 08085-4230 | 08085-4230 | WOOLWICH TOWNSHIP |  |  |  |  | 39.7439 | '-75.33126265 |  | NL |  | C |  | P |  |  |  |  | F1
| 975 ASHBURN WAY , WOOLWICH TOWNSHIP, NJ, 08085-4022 | 08085-4022 | WOOLWICH TOWNSHIP |  |  |  |  | 39.7504 | '-75.34349666 |  | NL |  | C |  | P |  |  |  |  | F1
| 974 ASHBURN WAY , WOOLWICH TOWNSHIP, NJ, 08085-4025 | 08085-4025 | WOOLWICH TOWNSHIP |  |  |  |  | 39.7505 | '-75.34378011 |  | NL |  | O | NOT LEAD | O | NOT LEAD
| 44 FREDRICK BLVD , WOOLWICH TWP, NJ, 08085-4244 | 08085-4244 | WOOLWICH TWP |  |  |  |  | 39.7464 | '-75.33289037 |  | NL |  | O | NOT LEAD | O | NOT LEAD
| 968 ASHBURN WAY , WOOLWICH TOWNSHIP, NJ, 08085-4025 | 08085-4025 | WOOLWICH TOWNSHIP |  |  |  |  | 39.75 | '-75.34409988 |  | NL |  | C |  | P |  |  |  |  | F1
| 904 ASHBURN WAY , WOOLWICH TOWNSHIP, NJ, 08085-4023 | 08085-4023 | WOOLWICH TOWNSHIP |  |  |  |  | 39.7448 | '-75.34464826 |  | NL |  | C |  | P |  |  |  |  | F1
| 4 THEODORE CT , WOOLWICH TOWNSHIP, NJ, 08085-4061 | 08085-4061 | WOOLWICH TOWNSHIP |  |  |  |  | 39.7481 | '-75.34129154 |  | NL |  | P |  | P |  |  |  |  | F1
| 111 BUNKER HILL DR , WOOLWICH TOWNSHIP, NJ, 08085-4239 | 08085-4239 | WOOLWICH TOWNSHIP |  |  |  |  | 39.7462 | '-75.33366649 |  | NL |  | C |  | P |  |  |  |  | F1
| 51 FREDRICK BLVD , WOOLWICH TOWNSHIP, NJ, 08085-4245 | 08085-4245 | WOOLWICH TOWNSHIP |  |  |  |  | 39.7467 | '-75.33287892 |  | NL |  | C |  | P |  |  |  |  | F1
| 17 VALLEY FORGE DR , WOOLWICH TOWNSHIP, NJ, 08085-4233 | 08085-4233 | WOOLWICH TOWNSHIP |  |  |  |  | 39.7429 | '-75.33127925 |  | NL |  | C |  | P |  |  |  |  | F1
| 106 MAPLE HILL DR , WOOLWICH TOWNSHIP, NJ, 08085-1365 | 08085-1365 | WOOLWICH TOWNSHIP |  |  |  |  | 39.7509 | '-75.33431474 |  | NL |  | O | NOT LEAD | O | NOT LEAD
| 18 PATRIOT WAY , WOOLWICH TOWNSHIP, NJ, 08085-4224 | 08085-4224 | WOOLWICH TOWNSHIP |  |  |  |  | 39.7453 | '-75.33087171 |  | NL |  | C |  | P |  |  |  |  | F1
| 145 SARATOGA LN , WOOLWICH TOWNSHIP, NJ, 08085-4201 | 08085-4201 | WOOLWICH TOWNSHIP |  |  |  |  | 39.7451 | '-75.32972437 |  | NL |  | O | NOT LEAD | O | NOT LEAD
| 128 MAPLE HILL DR , WOOLWICH TOWNSHIP, NJ, 08085-1365 | 08085-1365 | WOOLWICH TOWNSHIP |  |  |  |  | 39.7496 | '-75.33334607 |  | NL |  | O | NOT LEAD | O | NOT LEAD
| 110 YORKTOWN RD , WOOLWICH TOWNSHIP, NJ, 08085-4210 | 08085-4210 | WOOLWICH TOWNSHIP |  |  |  |  | 39.7412 | '-75.33097764 |  | NL |  | C |  | P |  |  |  |  | F1
| 117 MINUTEMAN LN , WOOLWICH TOWNSHIP, NJ, 08085-4236 | 08085-4236 | WOOLWICH TOWNSHIP |  |  |  |  | 39.7436 | '-75.33226065 |  | NL |  | O | NOT LEAD | O | NOT LEAD
| 956 ASHBURN WAY , WOOLWICH TOWNSHIP, NJ, 08085-4025 | 08085-4025 | WOOLWICH TOWNSHIP |  |  |  |  | 39.7491 | '-75.34473042 |  | NL |  | O | NOT LEAD | O | NOT LEAD |  |  |  | RRN
| 114 BUNKER HILL DR , WOOLWICH TOWNSHIP, NJ, 08085-4238 | 08085-4238 | WOOLWICH TOWNSHIP |  |  |  |  | 39.7465 | '-75.33387327 |  | NL |  | C |  | P |  |  |  |  | F1
| 958 ASHBURN WAY , WOOLWICH TOWNSHIP, NJ, 08085-4025 | 08085-4025 | WOOLWICH TOWNSHIP |  |  |  |  | 39.7492 | '-75.34463019 |  | NL |  | C |  | P |  |  |  |  | F1
| 21 PATRIOT WAY , WOOLWICH TOWNSHIP, NJ, 08085-4229 | 08085-4229 | WOOLWICH TOWNSHIP |  |  |  |  | 39.7452 | '-75.33028752 |  | NL |  | O | NOT LEAD | O | NOT LEAD
| 109 BUNKER HILL DR , WOOLWICH TOWNSHIP, NJ, 08085-4239 | 08085-4239 | WOOLWICH TOWNSHIP |  |  |  |  | 39.746 | '-75.33378485 |  | NL |  | O | NOT LEAD | O | NOT LEAD
| 101 DELAWARE XING , WOOLWICH TOWNSHIP, NJ, 08085-4225 | 08085-4225 | WOOLWICH TOWNSHIP |  |  |  |  | 39.7457 | '-75.33181558 |  | NL |  | C |  | P |  |  |  |  | F1
| 11 WASHINGTON WAY , WOOLWICH TOWNSHIP, NJ, 08085-4219 | 08085-4219 | WOOLWICH TOWNSHIP |  |  |  |  | 39.7417 | '-75.32980762 |  | NL |  | C |  | P |  |  |  |  | F1
| 7 WASHINGTON WAY , WOOLWICH TOWNSHIP, NJ, 08085-4219 | 08085-4219 | WOOLWICH TOWNSHIP |  |  |  |  | 39.7414 | '-75.32942022 |  | NL |  | C |  | P |  |  |  |  | F1
| 26 FREDRICK BLVD , WOOLWICH TOWNSHIP, NJ, 08085-4244 | 08085-4244 | WOOLWICH TOWNSHIP |  |  |  |  | 39.7452 | '-75.3339425 |  | NL |  | O | NOT LEAD | P |  |  |  |  | F1
| 16 PATRIOT WAY , WOOLWICH TOWNSHIP, NJ, 08085-4224 | 08085-4224 | WOOLWICH TOWNSHIP |  |  |  |  | 39.7452 | '-75.3311223 |  | NL |  | C |  | P |  |  |  |  | F1
| 117 MAPLE HILL DR , WOOLWICH TOWNSHIP, NJ, 08085-1368 | 08085-1368 | WOOLWICH TOWNSHIP |  |  |  |  | 39.7502 | '-75.33369175 |  | NL |  | O | NOT LEAD | O | NOT LEAD
| 137 RAMONA LN , WOOLWICH TOWNSHIP, NJ, 08085-4071 | 08085-4071 | WOOLWICH TOWNSHIP |  |  |  |  | 39.7491 | '-75.34219829 |  | NL |  | O | NOT LEAD | O | NOT LEAD
| 107 MAPLE HILL DR , WOOLWICH TOWNSHIP, NJ, 08085-1368 | 08085-1368 | WOOLWICH TOWNSHIP |  |  |  |  | 39.7506 | '-75.33434179 |  | NL |  | O | NOT LEAD | O | NOT LEAD |  |  |  | RRN
| 59 FREDRICK BLVD , WOOLWICH TOWNSHIP, NJ, 08085-4245 | 08085-4245 | WOOLWICH TOWNSHIP |  |  |  |  | 39.7477 | '-75.33305144 |  | NL |  | O | NOT LEAD | O | NOT LEAD
| 129 DELAWARE XING , WOOLWICH TWP, NJ, 08085-4207 | 08085-4207 | WOOLWICH TWP |  |  |  |  | 39.7463 | '-75.32827452 |  | NL |  | C |  | P |  |  |  |  | F1
| 126 YORKTOWN RD , WOOLWICH TOWNSHIP, NJ, 08085-4212 | 08085-4212 | WOOLWICH TOWNSHIP |  |  |  |  | 39.7404 | '-75.32853688 |  | NL |  | O | NOT LEAD | O | NOT LEAD
| 133 YORKTOWN RD , WOOLWICH TOWNSHIP, NJ, 08085-4203 | 08085-4203 | WOOLWICH TOWNSHIP |  |  |  |  | 39.7401 | '-75.32799954 |  | NL |  | C |  | P |  |  |  |  | F1
| 125 MINUTEMAN LN , WOOLWICH TOWNSHIP, NJ, 08085-4237 | 08085-4237 | WOOLWICH TOWNSHIP |  |  |  |  | 39.7435 | '-75.33092977 |  | NL |  | O | NOT LEAD | O | NOT LEAD
| 207 JUNIPER LN , WOOLWICH TOWNSHIP, NJ, 08085-4044 | 08085-4044 | WOOLWICH TOWNSHIP |  |  |  |  | 39.7509 | '-75.34405219 |  | NL |  | C |  | P |  |  |  |  | F1
| 42 FREDRICK BLVD , WOOLWICH TOWNSHIP, NJ, 08085-4244 | 08085-4244 | WOOLWICH TOWNSHIP |  |  |  |  | 39.7462 | '-75.33253796 |  | NL |  | O | NOT LEAD | O | NOT LEAD
| 145 LAUREL TRL , WOOLWICH TOWNSHIP, NJ, 08085-4073 | 08085-4073 | WOOLWICH TOWNSHIP |  |  |  |  | 39.7501 | '-75.3426315 |  | NL |  | C |  | P |  |  |  |  | F1
| 102 BUNKER HILL DR , WOOLWICH TOWNSHIP, NJ, 08085-4238 | 08085-4238 | WOOLWICH TOWNSHIP |  |  |  |  | 39.7453 | '-75.33448231 |  | NL |  | O | NOT LEAD | O | NOT LEAD
| 26 VALLEY FORGE DR , WOOLWICH TOWNSHIP, NJ, 08085-4230 | 08085-4230 | WOOLWICH TOWNSHIP |  |  |  |  | 39.7444 | '-75.3312633 |  | NL |  | C |  | P |  |  |  |  | F1
| 7 PATRIOT WAY , WOOLWICH TOWNSHIP, NJ, 08085-4227 | 08085-4227 | WOOLWICH TOWNSHIP |  |  |  |  | 39.7445 | '-75.33215829 |  | NL |  | C |  | P |  |  |  |  | F1
| 101 SARATOGA LN , WOOLWICH TOWNSHIP, NJ, 08085-4201 | 08085-4201 | WOOLWICH TOWNSHIP |  |  |  |  | 39.7405 | '-75.32804148 |  | NL |  | C |  | P |  |  |  |  | F1
| 123 DELAWARE XING , WOOLWICH TOWNSHIP, NJ, 08085-4207 | 08085-4207 | WOOLWICH TOWNSHIP |  |  |  |  | 39.7462 | '-75.3290851 |  | NL |  | C |  | P |  |  |  |  | F1
| 110 SARATOGA LN , WOOLWICH TOWNSHIP, NJ, 08085-4200 | 08085-4200 | WOOLWICH TOWNSHIP |  |  |  |  | 39.7416 | '-75.32859312 |  | NL |  | C |  | C |  |  |  |  | F1
| 124 YORKTOWN RD , WOOLWICH TOWNSHIP, NJ, 08085-4212 | 08085-4212 | WOOLWICH TOWNSHIP |  |  |  |  | 39.7405 | '-75.32885784 |  | NL |  | C |  | P |  |  |  |  | F1
| 47 FREDRICK BLVD , WOOLWICH TOWNSHIP, NJ, 08085-4245 | 08085-4245 | WOOLWICH TOWNSHIP |  |  |  |  | 39.7465 | '-75.33236566 |  | NL |  | O | NOT LEAD | O | NOT LEAD |  |  |  | RRN
| 103 YORKTOWN RD , WOOLWICH TOWNSHIP, NJ, 08085-4203 | 08085-4203 | WOOLWICH TOWNSHIP |  |  |  |  | 39.7412 | '-75.33173065 |  | NL |  | C |  | P |  |  |  |  | F1
| 140 LAUREL TRL , WOOLWICH TOWNSHIP, NJ, 08085-4074 | 08085-4074 | WOOLWICH TOWNSHIP |  |  |  |  | 39.7499 | '-75.34312425 |  | NL |  | O | NOT LEAD | P |  |  |  |  | F1
| 104 SARATOGA LN , WOOLWICH TOWNSHIP, NJ, 08085-4200 | 08085-4200 | WOOLWICH TOWNSHIP |  |  |  |  | 39.7409 | '-75.32836296 |  | NL |  | C |  | P |  |  |  |  | F1
| 110 DELAWARE XING , WOOLWICH TOWNSHIP, NJ, 08085-4222 | 08085-4222 | WOOLWICH TOWNSHIP |  |  |  |  | 39.7462 | '-75.33084688 |  | NL |  | C |  | P |  |  |  |  | F1
| 114 DELAWARE XING , WOOLWICH TOWNSHIP, NJ, 08085-4222 | 08085-4222 | WOOLWICH TOWNSHIP |  |  |  |  | 39.7464 | '-75.33034929 |  | NL |  | C |  | P |  |  |  |  | F1
| 149 SARATOGA LN , WOOLWICH TOWNSHIP, NJ, 08085-4201 | 08085-4201 | WOOLWICH TOWNSHIP |  |  |  |  | 39.7455 | '-75.32972492 |  | NL |  | O | NOT LEAD | O | NOT LEAD
| 962 ASHBURN WAY , WOOLWICH TOWNSHIP, NJ, 08085-4025 | 08085-4025 | WOOLWICH TOWNSHIP |  |  |  |  | 39.7496 | '-75.34439178 |  | NL |  | C |  | P |  |  |  |  | F1
| 8 HILL FARM WAY , WOOLWICH TOWNSHIP, NJ, 08085-1376 | 08085-1376 | WOOLWICH TOWNSHIP |  |  |  |  | 39.7502 | '-75.33457823 |  | NL |  | O | NOT LEAD | O | NOT LEAD
| 102 MINUTEMAN LN , WOOLWICH TOWNSHIP, NJ, 08085-4232 | 08085-4232 | WOOLWICH TOWNSHIP |  |  |  |  | 39.7449 | '-75.33345797 |  | NL |  | O | NOT LEAD | O | NOT LEAD
| 20 HILLSIDE DR , WOOLWICH TOWNSHIP, NJ, 08085-1373 | 08085-1373 | WOOLWICH TOWNSHIP |  |  |  |  | 39.7504 | '-75.33531269 |  | NL |  | C |  | P |  |  |  |  | F1
| 113 MAPLE HILL DR , WOOLWICH TOWNSHIP, NJ, 08085-1368 | 08085-1368 | WOOLWICH TOWNSHIP |  |  |  |  | 39.7503 | '-75.33393195 |  | NL |  | O | NOT LEAD | O | NOT LEAD
| 28 FREDRICK BLVD , WOOLWICH TOWNSHIP, NJ, 08085-4244 | 08085-4244 | WOOLWICH TOWNSHIP |  |  |  |  | 39.7453 | '-75.33360682 |  | NL |  | C |  | P |  |  |  |  | F1
| 9 WASHINGTON WAY , WOOLWICH TOWNSHIP, NJ, 08085-4219 | 08085-4219 | WOOLWICH TOWNSHIP |  |  |  |  | 39.7415 | '-75.32960831 |  | NL |  | C |  | P |  |  |  |  | F1
| 63 FREDRICK BLVD , WOOLWICH TWP, NJ, 08085-4245 | 08085-4245 | WOOLWICH TWP |  |  |  |  | 39.7481 | '-75.33286709 |  | NL |  | C |  | P |  |  |  |  | F1
| 12 WASHINGTON WAY , WOOLWICH TOWNSHIP, NJ, 08085-4218 | 08085-4218 | WOOLWICH TOWNSHIP |  |  |  |  | 39.7415 | '-75.33004782 |  | NL |  | C |  | P |  |  |  |  | F1
| 136 MAPLE HILL DR , WOOLWICH TOWNSHIP, NJ, 08085-1365 | 08085-1365 | WOOLWICH TOWNSHIP |  |  |  |  | 39.7491 | '-75.33357064 |  | NL |  | O | NOT LEAD | O | NOT LEAD
| 153 YORKTOWN RD , WOOLWICH TOWNSHIP, NJ, 08085-4205 | 08085-4205 | WOOLWICH TOWNSHIP |  |  |  |  | 39.7415 | '-75.32577173 |  | NL |  | C |  | P |  |  |  |  | F1
| 13 VALLEY FORGE DR , WOOLWICH TOWNSHIP, NJ, 08085-4233 | 08085-4233 | WOOLWICH TOWNSHIP |  |  |  |  | 39.7425 | '-75.33151935 |  | NL |  | C |  | P |  |  |  |  | F1
| 151 YORKTOWN RD , WOOLWICH TWP, NJ, 08085-4205 | 08085-4205 | WOOLWICH TWP |  |  |  |  | 39.7413 | '-75.32598153 |  | NL |  | C |  | P |  |  |  |  | F1
| 961 ASHBURN WAY , WOOLWICH TOWNSHIP, NJ, 08085-4022 | 08085-4022 | WOOLWICH TOWNSHIP |  |  |  |  | 39.7493 | '-75.34422628 |  | NL |  | C |  | P |  |  |  |  | F1
| 9 VALLEY FORGE DR , WOOLWICH TOWNSHIP, NJ, 08085-4233 | 08085-4233 | WOOLWICH TOWNSHIP |  |  |  |  | 39.7421 | '-75.33175945 |  | NL |  | C |  | P |  |  |  |  | F1
| 957 ASHBURN WAY , WOOLWICH TOWNSHIP, NJ, 08085-4022 | 08085-4022 | WOOLWICH TOWNSHIP |  |  |  |  | 39.749 | '-75.34443608 |  | NL |  | C |  | P |  |  |  |  | F1
| 122 DELAWARE XING , WOOLWICH TOWNSHIP, NJ, 08085-4222 | 08085-4222 | WOOLWICH TOWNSHIP |  |  |  |  | 39.7465 | '-75.3293156 |  | NL |  | C |  | P |  |  |  |  | F1
| 134 JUNIPER LN , WOOLWICH TOWNSHIP, NJ, 08085-4060 | 08085-4060 | WOOLWICH TOWNSHIP |  |  |  |  | 39.7489 | '-75.34160964 |  | NL |  | C |  | P |  |  |  |  | F1
| 137 DELAWARE XING , WOOLWICH TWP, NJ, 08085-4207 | 08085-4207 | WOOLWICH TWP |  |  |  |  | 39.7469 | '-75.32757917 |  | NL |  | O | NOT LEAD | O | NOT LEAD
| 902 ASHBURN WAY , WOOLWICH TOWNSHIP, NJ, 08085-4023 | 08085-4023 | WOOLWICH TOWNSHIP |  |  |  |  | 39.7447 | '-75.34442798 |  | NL |  | C |  | P |  |  |  |  | F1
| 137 LAUREL TRL , WOOLWICH TOWNSHIP, NJ, 08085-4073 | 08085-4073 | WOOLWICH TOWNSHIP |  |  |  |  | 39.7494 | '-75.34305596 |  | NL |  | O | NOT LEAD | O | NOT LEAD |  |  |  | RRN
| 18 HILL FARM WAY , WOOLWICH TOWNSHIP, NJ, 08085-1376 | 08085-1376 | WOOLWICH TOWNSHIP |  |  |  |  | 39.7495 | '-75.33438422 |  | NL |  | O | NOT LEAD | O | NOT LEAD |  |  |  | RRN
| 104 DELAWARE XING , WOOLWICH TOWNSHIP, NJ, 08085-4222 | 08085-4222 | WOOLWICH TOWNSHIP |  |  |  |  | 39.7459 | '-75.3317122 |  | NL |  | C |  | P |  |  |  |  | F1
| 31 FREDRICK BLVD , WOOLWICH TOWNSHIP, NJ, 08085-4243 | 08085-4243 | WOOLWICH TOWNSHIP |  |  |  |  | 39.7452 | '-75.33303217 |  | NL |  | C |  | P |  |  |  |  | F1
| 11 VALLEY FORGE DR , WOOLWICH TOWNSHIP, NJ, 08085-4233 | 08085-4233 | WOOLWICH TOWNSHIP |  |  |  |  | 39.7423 | '-75.3316394 |  | NL |  | C |  | P |  |  |  |  | F1
| 973 ASHBURN WAY , WOOLWICH TOWNSHIP, NJ, 08085-4022 | 08085-4022 | WOOLWICH TOWNSHIP |  |  |  |  | 39.7503 | '-75.3435969 |  | NL |  | C |  | P |  |  |  |  | F1
| 15 FREDERICK BLVD-SCHOOL , WOOLWICH TOWNSHIP, NJ, 08085 | 08085 | WOOLWICH TOWNSHIP |  |  |  |  | 39.7437 | '-75.33485236 |  | NL |  | O | NOT LEAD | O | NOT LEAD |  |  |  | F1
| 108 SARATOGA LN , WOOLWICH TOWNSHIP, NJ, 08085-4200 | 08085-4200 | WOOLWICH TOWNSHIP |  |  |  |  | 39.7414 | '-75.3284988 |  | NL |  | C |  | P |  |  |  |  | F1
| 139 LAUREL TRL , WOOLWICH TOWNSHIP, NJ, 08085-4073 | 08085-4073 | WOOLWICH TOWNSHIP |  |  |  |  | 39.7496 | '-75.3429464 |  | NL |  | C |  | P |  |  |  |  | F1
| 16 FREDRICK BLVD , SWEDESBORO, NJ, 08085-4242 | 08085-4242 | SWEDESBORO |  |  |  |  | 39.7441 | '-75.33506106 |  | NL |  | C |  | P |  |  |  |  | F1
| 205 JUNIPER LN , WOOLWICH TOWNSHIP, NJ, 08085-4044 | 08085-4044 | WOOLWICH TOWNSHIP |  |  |  |  | 39.7509 | '-75.34382288 |  | NL |  | O | NOT LEAD | C |  |  |  |  | RRN, F1
| 106 SARATOGA LN , WOOLWICH TOWNSHIP, NJ, 08085-4200 | 08085-4200 | WOOLWICH TOWNSHIP |  |  |  |  | 39.7411 | '-75.32844176 |  | NL |  | C |  | P |  |  |  |  | F1
| 49 FREDRICK BLVD , WOOLWICH TOWNSHIP, NJ, 08085-4245 | 08085-4245 | WOOLWICH TOWNSHIP |  |  |  |  | 39.7466 | '-75.33263748 |  | NL |  | O | NOT LEAD | O | NOT LEAD
| 116 YORKTOWN RD , WOOLWICH TOWNSHIP, NJ, 08085-4210 | 08085-4210 | WOOLWICH TOWNSHIP |  |  |  |  | 39.7409 | '-75.33010932 |  | NL |  | O | NOT LEAD | O | NOT LEAD
| 132 JUNIPER LN , WOOLWICH TOWNSHIP, NJ, 08085-4060 | 08085-4060 | WOOLWICH TOWNSHIP |  |  |  |  | 39.7487 | '-75.34172969 |  | NL |  | C |  | P |  |  |  |  | F1
| 71 FREDRICK BLVD , WOOLWICH TOWNSHIP, NJ, 08085-4245 | 08085-4245 | WOOLWICH TOWNSHIP |  |  |  |  | 39.7489 | '-75.33248544 |  | NL |  | O | NOT LEAD | O | NOT LEAD
| 151 SARATOGA LN , WOOLWICH TOWNSHIP, NJ, 08085-4201 | 08085-4201 | WOOLWICH TOWNSHIP |  |  |  |  | 39.7457 | '-75.32980653 |  | NL |  | O | NOT LEAD | O | NOT LEAD
| 134 MAPLE HILL DR , WOOLWICH TOWNSHIP, NJ, 08085-1365 | 08085-1365 | WOOLWICH TOWNSHIP |  |  |  |  | 39.7493 | '-75.33351505 |  | NL |  | C |  | P |  |  |  |  | F1
| 154 SARATOGA LN , WOOLWICH TOWNSHIP, NJ, 08085-4206 | 08085-4206 | WOOLWICH TOWNSHIP |  |  |  |  | 39.746 | '-75.33033505 |  | NL |  | C |  | P |  |  |  |  | F1
| 24 VALLEY FORGE DR , WOOLWICH TOWNSHIP, NJ, 08085-4230 | 08085-4230 | WOOLWICH TOWNSHIP |  |  |  |  | 39.7441 | '-75.33127144 |  | NL |  | C |  | P |  |  |  |  | F1
| 56 FREDRICK BLVD , WOOLWICH TOWNSHIP, NJ, 08085-4246 | 08085-4246 | WOOLWICH TOWNSHIP |  |  |  |  | 39.7475 | '-75.33359675 |  | NL |  | O | NOT LEAD | O | NOT LEAD |  |  |  | RRN
| 175 YORKTOWN RD , WOOLWICH TOWNSHIP, NJ, 08085-4205 | 08085-4205 | WOOLWICH TOWNSHIP |  |  |  |  | 39.7428 | '-75.32562022 |  | NL |  | C |  | P |  |  |  |  | F1
| 109 DELAWARE CROSSINGS , WOOLWICH TOWNSHIP, NJ, 08085 | 08085 | WOOLWICH TOWNSHIP |  |  |  |  | 39.7459 | '-75.33081343 |  | NL |  | C |  | P |  |  |  |  | F1
| 112 BUNKER HILL DR , WOOLWICH TOWNSHIP, NJ, 08085-4238 | 08085-4238 | WOOLWICH TOWNSHIP |  |  |  |  | 39.7463 | '-75.33400212 |  | NL |  | O | NOT LEAD | O | NOT LEAD
| 33 FREDRICK BLVD , WOOLWICH TOWNSHIP, NJ, 08085-4243 | 08085-4243 | WOOLWICH TOWNSHIP |  |  |  |  | 39.7453 | '-75.33278275 |  | NL |  | O | NOT LEAD | O | NOT LEAD
| 15 HILL FARM WAY , WOOLWICH TOWNSHIP, NJ, 08085-1375 | 08085-1375 | WOOLWICH TOWNSHIP |  |  |  |  | 39.7496 | '-75.33466835 |  | NL |  | C |  | P |  |  |  |  | F1
| 99 TICONDEROGA TRL , WOOLWICH TOWNSHIP, NJ, 08085-4247 | 08085-4247 | WOOLWICH TOWNSHIP |  |  |  |  | 39.7407 | '-75.32666174 |  | NL |  | C |  | P |  |  |  |  | F1
| 122 YORKTOWN RD , WOOLWICH TOWNSHIP, NJ, 08085-4212 | 08085-4212 | WOOLWICH TOWNSHIP |  |  |  |  | 39.7406 | '-75.32916734 |  | NL |  | C |  | P |  |  |  |  | F1
| 143 LAUREL TRL , WOOLWICH TOWNSHIP, NJ, 08085-4073 | 08085-4073 | WOOLWICH TOWNSHIP |  |  |  |  | 39.7499 | '-75.34273174 |  | NL |  | C |  | P |  |  |  |  | F1
| 11 MAPLEGROVE CT , WOOLWICH TOWNSHIP, NJ, 08085-2501 | 08085-2501 | WOOLWICH TOWNSHIP |  |  |  |  | 39.7414 | '-75.33979001 |  | NL |  | C |  | P |  |  |  |  | F1
| 103 DELAWARE XING , WOOLWICH TOWNSHIP, NJ, 08085-4225 | 08085-4225 | WOOLWICH TOWNSHIP |  |  |  |  | 39.7457 | '-75.33153636 |  | NL |  | C |  | P |  |  |  |  | F1
| 208 JUNIPER LN , WOOLWICH TOWNSHIP, NJ, 08085-4049 | 08085-4049 | WOOLWICH TOWNSHIP |  |  |  |  | 39.7506 | '-75.3443196 |  | NL |  | C |  | P |  |  |  |  | F1
| 7 MAPLEGROVE CT , WOOLWICH TOWNSHIP, NJ, 08085-2501 | 08085-2501 | WOOLWICH TOWNSHIP |  |  |  |  | 39.7412 | '-75.34022753 |  | NL |  | O | NOT LEAD | O | NOT LEAD
| 188 YORKTOWN RD , WOOLWICH TOWNSHIP, NJ, 08085-4216 | 08085-4216 | WOOLWICH TOWNSHIP |  |  |  |  | 39.7425 | '-75.32631082 |  | NL |  | C |  | C |  |  |  |  | F1
| 107 MINUTEMAN LN , WOOLWICH TOWNSHIP, NJ, 08085-4236 | 08085-4236 | WOOLWICH TOWNSHIP |  |  |  |  | 39.7443 | '-75.33327125 |  | NL |  | C |  | P |  |  |  |  | F1
| 141 LAUREL TRL , WOOLWICH TOWNSHIP, NJ, 08085-4073 | 08085-4073 | WOOLWICH TOWNSHIP |  |  |  |  | 39.7498 | '-75.34281755 |  | NL |  | O | NOT LEAD | O | NOT LEAD
| 20 MAPLEGROVE CT , WOOLWICH TOWNSHIP, NJ, 08085-2501 | 08085-2501 | WOOLWICH TOWNSHIP |  |  |  |  | 39.7417 | '-75.34020968 |  | NL |  | O | NOT LEAD | O | NOT LEAD
| 29 VALLEY FORGE DR , WOOLWICH TOWNSHIP, NJ, 08085-4235 | 08085-4235 | WOOLWICH TOWNSHIP |  |  |  |  | 39.7445 | '-75.33086152 |  | NL |  | C |  | C |  |  |  |  | F1
| 34 FREDRICK BLVD , WOOLWICH TOWNSHIP, NJ, 08085-4244 | 08085-4244 | WOOLWICH TOWNSHIP |  |  |  |  | 39.7456 | '-75.33280897 |  | NL |  | O | NOT LEAD | O | NOT LEAD
| 195 YORKTOWN RD , WOOLWICH TOWNSHIP, NJ, 08085-4205 | 08085-4205 | WOOLWICH TOWNSHIP |  |  |  |  | 39.7417 | '-75.32674355 |  | NL |  | C |  | P |  |  |  |  | F1
| 133 SARATOGA LN , WOOLWICH TOWNSHIP, NJ, 08085-4201 | 08085-4201 | WOOLWICH TOWNSHIP |  |  |  |  | 39.7438 | '-75.32982047 |  | NL |  | C |  | P |  |  |  |  | F1
| 118 YORKTOWN RD , WOOLWICH TOWNSHIP, NJ, 08085-4210 | 08085-4210 | WOOLWICH TOWNSHIP |  |  |  |  | 39.7408 | '-75.32970075 |  | NL |  | O | NOT LEAD | O | NOT LEAD
| 123 SARATOGA LN , WOOLWICH TOWNSHIP, NJ, 08085-4201 | 08085-4201 | WOOLWICH TOWNSHIP |  |  |  |  | 39.7426 | '-75.32954616 |  | NL |  | C |  | P |  |  |  |  | F1
| 20 PATRIOT WAY , WOOLWICH TOWNSHIP, NJ, 08085-4224 | 08085-4224 | WOOLWICH TOWNSHIP |  |  |  |  | 39.7454 | '-75.33062229 |  | NL |  | O | NOT LEAD | O | NOT LEAD
| 18 MAPLE GROVE CT , WOOLWICH TOWNSHIP, NJ, 08085-2501 | 08085-2501 | WOOLWICH TOWNSHIP |  |  |  |  | 39.7416 | '-75.34037047 |  | NL |  | C |  | P |  |  |  |  | F1
| 971 ASHBURN WAY , WOOLWICH TOWNSHIP, NJ, 08085-4022 | 08085-4022 | WOOLWICH TOWNSHIP |  |  |  |  | 39.7501 | '-75.34366852 |  | NL |  | C |  | P |  |  |  |  | F1
| 64 FREDRICK BLVD , WOOLWICH TOWNSHIP, NJ, 08085-4246 | 08085-4246 | WOOLWICH TOWNSHIP |  |  |  |  | 39.7483 | '-75.33318313 |  | NL |  | C |  | P |  |  |  |  | F1
| 119 DELAWARE XING , WOOLWICH TOWNSHIP, NJ, 08085-4225 | 08085-4225 | WOOLWICH TOWNSHIP |  |  |  |  | 39.7463 | '-75.32982223 |  | NL |  | C |  | P |  |  |  |  | F1
| 135 DELAWARE XING , WOOLWICH TOWNSHIP, NJ, 08085-4207 | 08085-4207 | WOOLWICH TOWNSHIP |  |  |  |  | 39.7468 | '-75.32768994 |  | NL |  | C |  | P |  |  |  |  | F1
| 6 THEODORE CT , WOOLWICH TOWNSHIP, NJ, 08085-4061 | 08085-4061 | WOOLWICH TOWNSHIP |  |  |  |  | 39.748 | '-75.34102172 |  | NL |  | O | NOT LEAD | O | NOT LEAD
| 106 DELAWARE XING , WOOLWICH TOWNSHIP, NJ, 08085-4222 | 08085-4222 | WOOLWICH TOWNSHIP |  |  |  |  | 39.7461 | '-75.33134201 |  | NL |  | C |  | P |  |  |  |  | F1
| 4 WILLIAMSBURG WAY , WOOLWICH TOWNSHIP, NJ, 08085-4220 | 08085-4220 | WOOLWICH TOWNSHIP |  |  |  |  | 39.7417 | '-75.33123911 |  | NL |  | C |  | P |  |  |  |  | F1
| 133 MAPLE HILL DR , WOOLWICH TOWNSHIP, NJ, 08085-1368 | 08085-1368 | WOOLWICH TOWNSHIP |  |  |  |  | 39.7493 | '-75.33384814 |  | NL |  | O | NOT LEAD | O | NOT LEAD |  |  |  | RRN
| 153 SARATOGA LN , WOOLWICH TOWNSHIP, NJ, 08085-4201 | 08085-4201 | WOOLWICH TOWNSHIP |  |  |  |  | 39.7459 | '-75.3298718 |  | NL |  | C |  | P |  |  |  |  | F1
| 131 SARATOGA LN , WOOLWICH TOWNSHIP, NJ, 08085-4201 | 08085-4201 | WOOLWICH TOWNSHIP |  |  |  |  | 39.7436 | '-75.32986889 |  | NL |  | C |  | P |  |  |  |  | F1
| 69 FREDRICK BLVD , WOOLWICH TOWNSHIP, NJ, 08085-4245 | 08085-4245 | WOOLWICH TOWNSHIP |  |  |  |  | 39.7487 | '-75.33260548 |  | NL |  | O | NOT LEAD | O | NOT LEAD |  |  |  | RRN
| 5 WASHINGTON WAY , WOOLWICH TOWNSHIP, NJ, 08085-4219 | 08085-4219 | WOOLWICH TOWNSHIP |  |  |  |  | 39.7412 | '-75.32924058 |  | NL |  | C |  | P |  |  |  |  | F1
| 111 SARATOGA LN , WOOLWICH TOWNSHIP, NJ, 08085-4201 | 08085-4201 | WOOLWICH TOWNSHIP |  |  |  |  | 39.7418 | '-75.32831975 |  | NL |  | C |  | P |  |  |  |  | F1
| 109 SARATOGA LN , WOOLWICH TOWNSHIP, NJ, 08085-4201 | 08085-4201 | WOOLWICH TOWNSHIP |  |  |  |  | 39.7416 | '-75.32821054 |  | NL |  | C |  | P |  |  |  |  | F1
| 190 YORKTOWN RD , WOOLWICH TOWNSHIP, NJ, 08085-4216 | 08085-4216 | WOOLWICH TOWNSHIP |  |  |  |  | 39.7422 | '-75.32655661 |  | NL |  | O | NOT LEAD | O | NOT LEAD
| 138 JUNIPER LN , WOOLWICH TOWNSHIP, NJ, 08085-4060 | 08085-4060 | WOOLWICH TOWNSHIP |  |  |  |  | 39.7495 | '-75.34134172 |  | NL |  | O | NOT LEAD | O | NOT LEAD
| 135 LAUREL TRL , WOOLWICH TOWNSHIP, NJ, 08085-4073 | 08085-4073 | WOOLWICH TOWNSHIP |  |  |  |  | 39.7493 | '-75.34315619 |  | NL |  | O | NOT LEAD | O | NOT LEAD |  |  |  | RRN
| 3 WASHINGTON WAY , WOOLWICH TOWNSHIP, NJ, 08085-4219 | 08085-4219 | WOOLWICH TOWNSHIP |  |  |  |  | 39.741 | '-75.32914692 |  | NL |  | O | NOT LEAD | O | NOT LEAD
| 119 SARATOGA LN , WOOLWICH TOWNSHIP, NJ, 08085-4201 | 08085-4201 | WOOLWICH TOWNSHIP |  |  |  |  | 39.7423 | '-75.32913589 |  | NL |  | C |  | P |  |  |  |  | F1
| 12 FREDRICK BLVD , WOOLWICH TOWNSHIP, NJ, 08085-4242 | 08085-4242 | WOOLWICH TOWNSHIP |  |  |  |  | 39.7435 | '-75.33551546 |  | NL |  | O | NOT LEAD | C |  |  |  |  | RRN, F1
| 22 FREDRICK BLVD , WOOLWICH TOWNSHIP, NJ, 08085-4242 | 08085-4242 | WOOLWICH TOWNSHIP |  |  |  |  | 39.7446 | '-75.3346403 |  | NL |  | C |  | P |  |  |  |  | F1
| 24 FREDRICK BLVD , WOOLWICH TOWNSHIP, NJ, 08085-4242 | 08085-4242 | WOOLWICH TOWNSHIP |  |  |  |  | 39.7449 | '-75.33448696 |  | NL |  | C |  | C |  |  |  |  | F1
| 907 ASHBURN WAY , WOOLWICH TOWNSHIP, NJ, 08085-4020 | 08085-4020 | WOOLWICH TOWNSHIP |  |  |  |  | 39.7452 | '-75.34480946 |  | NL |  | C |  | P |  |  |  |  | F1
| 142 LAUREL TRL , WOOLWICH TOWNSHIP, NJ, 08085-4074 | 08085-4074 | WOOLWICH TOWNSHIP |  |  |  |  | 39.75 | '-75.34304214 |  | NL |  | C |  | P |  |  |  |  | F1
| 14 PATRIOT WAY , WOOLWICH TOWNSHIP, NJ, 08085-4224 | 08085-4224 | WOOLWICH TOWNSHIP |  |  |  |  | 39.7451 | '-75.33133379 |  | NL |  | C |  | P |  |  |  |  | F1
| 30 VALLEY FORGE DR , WOOLWICH TOWNSHIP, NJ, 08085-4230 | 08085-4230 | WOOLWICH TOWNSHIP |  |  |  |  | 39.7448 | '-75.33136601 |  | NL |  | C |  | P |  |  |  |  | F1
| 112 DELAWARE XING , WOOLWICH TOWNSHIP, NJ, 08085-4222 | 08085-4222 | WOOLWICH TOWNSHIP |  |  |  |  | 39.7463 | '-75.33059746 |  | NL |  | C |  | P |  |  |  |  | F1
| 127 MAPLE HILL DR , WOOLWICH TOWNSHIP, NJ, 08085-1368 | 08085-1368 | WOOLWICH TOWNSHIP |  |  |  |  | 39.7497 | '-75.33368729 |  | NL |  | O | NOT LEAD | O | NOT LEAD
| 201 JUNIPER LN , WOOLWICH TOWNSHIP, NJ, 08085-4044 | 08085-4044 | WOOLWICH TOWNSHIP |  |  |  |  | 39.7508 | '-75.34340615 |  | NL |  | O | NOT LEAD | O | NOT LEAD
| 50 FREDRICK BLVD , WOOLWICH TOWNSHIP, NJ, 08085-4246 | 08085-4246 | WOOLWICH TOWNSHIP |  |  |  |  | 39.7469 | '-75.33377413 |  | NL |  | C |  | P |  |  |  |  | F1
| 149 YORKTOWN RD , WOOLWICH TOWNSHIP, NJ, 08085-4205 | 08085-4205 | WOOLWICH TOWNSHIP |  |  |  |  | 39.7412 | '-75.32619132 |  | NL |  | C |  | C |  |  |  |  | F1
| 150 YORKTOWN RD , WOOLWICH TOWNSHIP, NJ, 08085-4216 | 08085-4216 | WOOLWICH TOWNSHIP |  |  |  |  | 39.7413 | '-75.32651865 |  | NL |  | C |  | P |  |  |  |  | F1
| 113 SARATOGA LN , WOOLWICH TOWNSHIP, NJ, 08085-4201 | 08085-4201 | WOOLWICH TOWNSHIP |  |  |  |  | 39.7419 | '-75.32852392 |  | NL |  | O | NOT LEAD | O | NOT LEAD
| 10 WASHINGTON WAY , WOOLWICH TOWNSHIP, NJ, 08085-4218 | 08085-4218 | WOOLWICH TOWNSHIP |  |  |  |  | 39.7413 | '-75.32974341 |  | NL |  | C |  | P |  |  |  |  | F1
| 14 WASHINGTON WAY , WOOLWICH TOWNSHIP, NJ, 08085-4218 | 08085-4218 | WOOLWICH TOWNSHIP |  |  |  |  | 39.7416 | '-75.33029125 |  | NL |  | C |  | P |  |  |  |  | F1
| 61 FREDRICK BLVD , WOOLWICH TOWNSHIP, NJ, 08085-4245 | 08085-4245 | WOOLWICH TOWNSHIP |  |  |  |  | 39.7479 | '-75.33295401 |  | NL |  | O | NOT LEAD | O | NOT LEAD
| 16 VALLEY FORGE DR , WOOLWICH TOWNSHIP, NJ, 08085-4228 | 08085-4228 | WOOLWICH TOWNSHIP |  |  |  |  | 39.7428 | '-75.33168929 |  | NL |  | O | NOT LEAD | O | NOT LEAD
| 113 MINUTEMAN LN , WOOLWICH TOWNSHIP, NJ, 08085-4236 | 08085-4236 | WOOLWICH TOWNSHIP |  |  |  |  | 39.7439 | '-75.33267105 |  | NL |  | C |  | P |  |  |  |  | F1
| 98 TICONDEROGA TRL , WOOLWICH TOWNSHIP, NJ, 08085-4248 | 08085-4248 | WOOLWICH TOWNSHIP |  |  |  |  | 39.7408 | '-75.32635581 |  | NL |  | O | NOT LEAD | O | NOT LEAD
| 124 MINUTEMAN LN , WOOLWICH TOWNSHIP, NJ, 08085-4209 | 08085-4209 | WOOLWICH TOWNSHIP |  |  |  |  | 39.7437 | '-75.33079523 |  | NL |  | O | NOT LEAD | O | NOT LEAD
| 142 YORKTOWN RD , WOOLWICH TOWNSHIP, NJ, 08085-4216 | 08085-4216 | WOOLWICH TOWNSHIP |  |  |  |  | 39.7408 | '-75.32740642 |  | NL |  | C |  | P |  |  |  |  | F1
| 847 ASHBURN WAY , WOOLWICH TOWNSHIP, NJ, 08085-4014 | 08085-4014 | WOOLWICH TOWNSHIP |  |  |  |  | 39.743 | '-75.33592896 |  | NL |  | O | NOT LEAD | O | NOT LEAD
| 31 VALLEY FORGE DR , WOOLWICH TOWNSHIP, NJ, 08085-4235 | 08085-4235 | WOOLWICH TOWNSHIP |  |  |  |  | 39.7447 | '-75.33093506 |  | NL |  | C |  | P |  |  |  |  | F1
| 136 LAUREL TRL , WOOLWICH TOWNSHIP, NJ, 08085-4074 | 08085-4074 | WOOLWICH TOWNSHIP |  |  |  |  | 39.7495 | '-75.34335769 |  | NL |  | O | NOT LEAD | O | NOT LEAD |  |  |  | RRN
| 969 ASHBURN WAY , WOOLWICH TOWNSHIP, NJ, 08085-4022 | 08085-4022 | WOOLWICH TOWNSHIP |  |  |  |  | 39.7499 | '-75.34380669 |  | NL |  | C |  | P |  |  |  |  | F1
| 161 JUNIPER LN , WOOLWICH TOWNSHIP, NJ, 08085-4059 | 08085-4059 | WOOLWICH TOWNSHIP |  |  |  |  | 39.7507 | '-75.34319054 |  | NL |  | O | NOT LEAD | O | NOT LEAD
| 157 JUNIPER LN , WOOLWICH TOWNSHIP, NJ, 08085-4059 | 08085-4059 | WOOLWICH TOWNSHIP |  |  |  |  | 39.7505 | '-75.34278144 |  | NL |  | C |  | P |  |  |  |  | F1
| 203 JUNIPER LN , WOOLWICH TOWNSHIP, NJ, 08085-4044 | 08085-4044 | WOOLWICH TOWNSHIP |  |  |  |  | 39.7508 | '-75.34359557 |  | NL |  | C |  | P |  |  |  |  | F1
| 181 YORKTOWN RD , WOOLWICH TOWNSHIP, NJ, 08085-4205 | 08085-4205 | WOOLWICH TOWNSHIP |  |  |  |  | 39.7429 | '-75.32613129 |  | NL |  | C |  | C |  |  |  |  | F1
| 148 YORKTOWN RD , WOOLWICH TOWNSHIP, NJ, 08085-4216 | 08085-4216 | WOOLWICH TOWNSHIP |  |  |  |  | 39.7412 | '-75.32677704 |  | NL |  | C |  | P |  |  |  |  | F1
| 78 FREDRICK BLVD , WOOLWICH TOWNSHIP, NJ, 08085-4246 | 08085-4246 | WOOLWICH TOWNSHIP |  |  |  |  | 39.7495 | '-75.33217967 |  | NL |  | O | NOT LEAD | O | NOT LEAD |  |  |  | RRN
| 6 PATRIOT WAY , WOOLWICH TOWNSHIP, NJ, 08085-4224 | 08085-4224 | WOOLWICH TOWNSHIP |  |  |  |  | 39.7448 | '-75.33234609 |  | NL |  | O | NOT LEAD | O | NOT LEAD
| 74 FREDRICK BLVD , WOOLWICH TOWNSHIP, NJ, 08085-4246 | 08085-4246 | WOOLWICH TOWNSHIP |  |  |  |  | 39.7493 | '-75.33262426 |  | NL |  | O | NOT LEAD | O | NOT LEAD
| 4 PATRIOT WAY , WOOLWICH TOWNSHIP, NJ, 08085-4224 | 08085-4224 | WOOLWICH TOWNSHIP |  |  |  |  | 39.7447 | '-75.33255902 |  | NL |  | C |  | P |  |  |  |  | F1
| 131 DELAWARE XING , WOOLWICH TOWNSHIP, NJ, 08085-4207 | 08085-4207 | WOOLWICH TOWNSHIP |  |  |  |  | 39.7464 | '-75.32803494 |  | NL |  | O | NOT LEAD | O | NOT LEAD
| 117 YORKTOWN RD , WOOLWICH TOWNSHIP, NJ, 08085-4203 | 08085-4203 | WOOLWICH TOWNSHIP |  |  |  |  | 39.7406 | '-75.33003021 |  | NL |  | C |  | C |  |  |  |  | F1
| 169 CENTER SQUARE RD , WOOLWICH TOWNSHIP, NJ, 08085-1787 | 08085-1787 | WOOLWICH TOWNSHIP |  |  |  |  | 39.7404 | '-75.33092205 |  | NL |  | C |  | C |  |  |  |  | F1
| 127 YORKTOWN RD , WOOLWICH TOWNSHIP, NJ, 08085-4203 | 08085-4203 | WOOLWICH TOWNSHIP |  |  |  |  | 39.7402 | '-75.32874051 |  | NL |  | C |  | P |  |  |  |  | F1
| 12 PATRIOT WAY , WOOLWICH TOWNSHIP, NJ, 08085-4224 | 08085-4224 | WOOLWICH TOWNSHIP |  |  |  |  | 39.7451 | '-75.33158321 |  | NL |  | C |  | P |  |  |  |  | F1
| 67 FREDRICK BLVD , WOOLWICH TOWNSHIP, NJ, 08085-4245 | 08085-4245 | WOOLWICH TOWNSHIP |  |  |  |  | 39.7485 | '-75.33270572 |  | NL |  | C |  | P |  |  |  |  | F1
| 171 YORKTOWN RD , WOOLWICH TOWNSHIP, NJ, 08085-4205 | 08085-4205 | WOOLWICH TOWNSHIP |  |  |  |  | 39.7425 | '-75.32518523 |  | NL |  | O | NOT LEAD | O | NOT LEAD
| 138 MAPLE HILL DR , WOOLWICH TOWNSHIP, NJ, 08085-1365 | 08085-1365 | WOOLWICH TOWNSHIP |  |  |  |  | 39.7489 | '-75.33368082 |  | NL |  | C |  | C |  |  |  |  | F1
| 105 YORKTOWN RD , WOOLWICH TOWNSHIP, NJ, 08085-4203 | 08085-4203 | WOOLWICH TOWNSHIP |  |  |  |  | 39.7411 | '-75.33149055 |  | NL |  | C |  | P |  |  |  |  | F1
| 170 YORKTOWN RD , WOOLWICH TOWNSHIP, NJ, 08085-4216 | 08085-4216 | WOOLWICH TOWNSHIP |  |  |  |  | 39.7422 | '-75.32529932 |  | NL |  | C |  | P |  |  |  |  | F1
| 7 HILL FARM WAY , WOOLWICH TOWNSHIP, NJ, 08085-1375 | 08085-1375 | WOOLWICH TOWNSHIP |  |  |  |  | 39.7499 | '-75.33477744 |  | NL |  | C |  | P |  |  |  |  | F1
| 121 YORKTOWN RD , WOOLWICH TOWNSHIP, NJ, 08085-4203 | 08085-4203 | WOOLWICH TOWNSHIP |  |  |  |  | 39.7404 | '-75.32951183 |  | NL |  | C |  | P |  |  |  |  | F1
| 120 DELAWARE XING , WOOLWICH TOWNSHIP, NJ, 08085-4222 | 08085-4222 | WOOLWICH TOWNSHIP |  |  |  |  | 39.7465 | '-75.32961684 |  | NL |  | O | NOT LEAD | O | NOT LEAD |  |  |  | O | Institutional Knowledge
| 138 LAUREL TRL , WOOLWICH TOWNSHIP, NJ, 08085-4074 | 08085-4074 | WOOLWICH TOWNSHIP |  |  |  |  | 39.7497 | '-75.34325193 |  | NL |  | O | NOT LEAD | O | NOT LEAD |  |  |  | RRN
| 144 MAPLE HILL DR , WOOLWICH TOWNSHIP, NJ, 08085-1365 | 08085-1365 | WOOLWICH TOWNSHIP |  |  |  |  | 39.7486 | '-75.3338546 |  | NL |  | C |  | P |  |  |  |  | F1
| 131 YORKTOWN RD , WOOLWICH TOWNSHIP, NJ, 08085-4203 | 08085-4203 | WOOLWICH TOWNSHIP |  |  |  |  | 39.7401 | '-75.32824337 |  | NL |  | C |  | P |  |  |  |  | F1
| 13 WASHINGTON WAY , WOOLWICH TOWNSHIP, NJ, 08085-4219 | 08085-4219 | WOOLWICH TOWNSHIP |  |  |  |  | 39.7418 | '-75.3300228 |  | NL |  | C |  | P |  |  |  |  | F1
| 184 YORKTOWN RD , WOOLWICH TOWNSHIP, NJ, 08085-4216 | 08085-4216 | WOOLWICH TOWNSHIP |  |  |  |  | 39.7426 | '-75.32586147 |  | NL |  | O | NOT LEAD | O | NOT LEAD
| 130 MAPLE HILL DR , WOOLWICH TOWNSHIP, NJ, 08085-1365 | 08085-1365 | WOOLWICH TOWNSHIP |  |  |  |  | 39.7495 | '-75.33344512 |  | NL |  | O | NOT LEAD | O | NOT LEAD
| 172 YORKTOWN RD , WOOLWICH TOWNSHIP, NJ, 08085-4216 | 08085-4216 | WOOLWICH TOWNSHIP |  |  |  |  | 39.7424 | '-75.32561835 |  | NL |  | C |  | P |  |  |  |  | F1
| 191 YORKTOWN RD , WOOLWICH TOWNSHIP, NJ, 08085-4205 | 08085-4205 | WOOLWICH TOWNSHIP |  |  |  |  | 39.7421 | '-75.32688442 |  | NL |  | C |  | P |  |  |  |  | F1
| 194 YORKTOWN RD , WOOLWICH TOWNSHIP, NJ, 08085-4216 | 08085-4216 | WOOLWICH TOWNSHIP |  |  |  |  | 39.7416 | '-75.32624225 |  | NL |  | C |  | P |  |  |  |  | F1
| 46 FREDRICK BLVD , WOOLWICH TOWNSHIP, NJ, 08085-4244 | 08085-4244 | WOOLWICH TOWNSHIP |  |  |  |  | 39.7464 | '-75.33311945 |  | NL |  | O | NOT LEAD | O | NOT LEAD
| 135 YORKTOWN RD , WOOLWICH TOWNSHIP, NJ, 08085-4203 | 08085-4203 | WOOLWICH TOWNSHIP |  |  |  |  | 39.7402 | '-75.32774076 |  | NL |  | C |  | P |  |  |  |  | F1
| 112 YORKTOWN RD , WOOLWICH TOWNSHIP, NJ, 08085-4210 | 08085-4210 | WOOLWICH TOWNSHIP |  |  |  |  | 39.7411 | '-75.3306781 |  | NL |  | C |  | P |  |  |  |  | F1
| 109 MINUTEMAN LN , WOOLWICH TOWNSHIP, NJ, 08085-4236 | 08085-4236 | WOOLWICH TOWNSHIP |  |  |  |  | 39.7442 | '-75.33307195 |  | NL |  | C |  | P |  |  |  |  | F1
| 129 YORKTOWN RD , WOOLWICH TOWNSHIP, NJ, 08085-4203 | 08085-4203 | WOOLWICH TOWNSHIP |  |  |  |  | 39.7401 | '-75.3285314 |  | NL |  | C |  | P |  |  |  |  | F1
| 142 MAPLE HILL DR , WOOLWICH TOWNSHIP, NJ, 08085-1365 | 08085-1365 | WOOLWICH TOWNSHIP |  |  |  |  | 39.7487 | '-75.33376996 |  | NL |  | C |  | P |  |  |  |  | F1
| 117 SARATOGA LN , WOOLWICH TOWNSHIP, NJ, 08085-4201 | 08085-4201 | WOOLWICH TOWNSHIP |  |  |  |  | 39.7422 | '-75.32889749 |  | NL |  | C |  | P |  |  |  |  | F1
| 139 SARATOGA LN , WOOLWICH TOWNSHIP, NJ, 08085-4201 | 08085-4201 | WOOLWICH TOWNSHIP |  |  |  |  | 39.7445 | '-75.32972894 |  | NL |  | O | NOT LEAD | O | NOT LEAD
| 108 BUNKER HILL DR , WOOLWICH TOWNSHIP, NJ, 08085-4238 | 08085-4238 | WOOLWICH TOWNSHIP |  |  |  |  | 39.7459 | '-75.3341921 |  | NL |  | C |  | P |  |  |  |  | F1
| 106 BUNKER HILL DR , WOOLWICH TOWNSHIP, NJ, 08085-4238 | 08085-4238 | WOOLWICH TOWNSHIP |  |  |  |  | 39.7457 | '-75.33429233 |  | NL |  | O | NOT LEAD | O | NOT LEAD
| 144 YORKTOWN RD , WOOLWICH TOWNSHIP, NJ, 08085-4216 | 08085-4216 | WOOLWICH TOWNSHIP |  |  |  |  | 39.7409 | '-75.32719546 |  | NL |  | C |  | P |  |  |  |  | F1
| 52 FREDRICK BLVD , WOOLWICH TOWNSHIP, NJ, 08085-4246 | 08085-4246 | WOOLWICH TOWNSHIP |  |  |  |  | 39.7471 | '-75.33375549 |  | NL |  | C |  | P |  |  |  |  | F1
| 137 YORKTOWN RD , WOOLWICH TOWNSHIP, NJ, 08085-4203 | 08085-4203 | WOOLWICH TOWNSHIP |  |  |  |  | 39.7403 | '-75.32752613 |  | NL |  | C |  | P |  |  |  |  | F1
| 37 FREDRICK BLVD , WOOLWICH TOWNSHIP, NJ, 08085-4243 | 08085-4243 | WOOLWICH TOWNSHIP |  |  |  |  | 39.7454 | '-75.33228354 |  | NL |  | C |  | P |  |  |  |  | F1
| 6 HILL FARM WAY , WOOLWICH TOWNSHIP, NJ, 08085-1376 | 08085-1376 | WOOLWICH TOWNSHIP |  |  |  |  | 39.7502 | '-75.33481708 |  | NL |  | C |  | P |  |  |  |  | F1
| 30 FREDRICK BLVD , WOOLWICH TOWNSHIP, NJ, 08085-4244 | 08085-4244 | WOOLWICH TOWNSHIP |  |  |  |  | 39.7454 | '-75.33336817 |  | NL |  | C |  | P |  |  |  |  | F1
| 10 PATRIOT WAY , WOOLWICH TOWNSHIP, NJ, 08085-4224 | 08085-4224 | WOOLWICH TOWNSHIP |  |  |  |  | 39.745 | '-75.3318624 |  | NL |  | O | NOT LEAD | O | NOT LEAD
| 14 FREDRICK BLVD , WOOLWICH TOWNSHIP, NJ, 08085-4242 | 08085-4242 | WOOLWICH TOWNSHIP |  |  |  |  | 39.7439 | '-75.33523175 |  | NL |  | C |  | P |  |  |  |  | F1
| 10 VALLEY FORGE DR , WOOLWICH TOWNSHIP, NJ, 08085-4228 | 08085-4228 | WOOLWICH TOWNSHIP |  |  |  |  | 39.7423 | '-75.33204624 |  | NL |  | C |  | P |  |  |  |  | F1
| 139 YORKTOWN RD , WOOLWICH TOWNSHIP, NJ, 08085-4203 | 08085-4203 | WOOLWICH TOWNSHIP |  |  |  |  | 39.7405 | '-75.32727157 |  | NL |  | O | NOT LEAD | O | NOT LEAD
| 104 BUNKER HILL DR , WOOLWICH TOWNSHIP, NJ, 08085-4238 | 08085-4238 | WOOLWICH TOWNSHIP |  |  |  |  | 39.7455 | '-75.33438208 |  | NL |  | C |  | P |  |  |  |  | F1
| 159 JUNIPER LN , WOOLWICH TOWNSHIP, NJ, 08085-4059 | 08085-4059 | WOOLWICH TOWNSHIP |  |  |  |  | 39.7506 | '-75.34296263 |  | NL |  | O | NOT LEAD | O | NOT LEAD |  |  |  | RRN
| 119 YORKTOWN RD , WOOLWICH TOWNSHIP, NJ, 08085-4203 | 08085-4203 | WOOLWICH TOWNSHIP |  |  |  |  | 39.7405 | '-75.32978223 |  | NL |  | C |  | C |  |  |  |  | F1
| 8 PATRIOT WAY , WOOLWICH TOWNSHIP, NJ, 08085-4224 | 08085-4224 | WOOLWICH TOWNSHIP |  |  |  |  | 39.7449 | '-75.33211182 |  | NL |  | O | NOT LEAD | C |  |  |  |  | RRN, F1
| 163 YORKTOWN RD , WOOLWICH TOWNSHIP, NJ, 08085-4205 | 08085-4205 | WOOLWICH TOWNSHIP |  |  |  |  | 39.742 | '-75.32456536 |  | NL |  | O | NOT LEAD | O | NOT LEAD
| 165 YORKTOWN RD , WOOLWICH TOWNSHIP, NJ, 08085-4205 | 08085-4205 | WOOLWICH TOWNSHIP |  |  |  |  | 39.7422 | '-75.32451198 |  | NL |  | C |  | C |  |  |  |  | F1
| 62 FREDRICK BLVD , WOOLWICH TOWNSHIP, NJ, 08085-4246 | 08085-4246 | WOOLWICH TOWNSHIP |  |  |  |  | 39.7481 | '-75.33327404 |  | NL |  | O | NOT LEAD | O | NOT LEAD
| 155 YORKTOWN RD , WOOLWICH TOWNSHIP, NJ, 08085-4205 | 08085-4205 | WOOLWICH TOWNSHIP |  |  |  |  | 39.7416 | '-75.32554382 |  | NL |  | O | NOT LEAD | O | NOT LEAD
| 68 FREDRICK BLVD , WOOLWICH TOWNSHIP, NJ, 08085-4246 | 08085-4246 | WOOLWICH TOWNSHIP |  |  |  |  | 39.7487 | '-75.33300628 |  | NL |  | C |  | P |  |  |  |  | F1
| 103 SARATOGA LN , WOOLWICH TOWNSHIP, NJ, 08085-4201 | 08085-4201 | WOOLWICH TOWNSHIP |  |  |  |  | 39.7409 | '-75.32803054 |  | NL |  | O | NOT LEAD | O | NOT LEAD
| 105 DELAWARE XING , WOOLWICH TOWNSHIP, NJ, 08085-4225 | 08085-4225 | WOOLWICH TOWNSHIP |  |  |  |  | 39.7458 | '-75.33126754 |  | NL |  | O | NOT LEAD | O | NOT LEAD
| 76 FREDRICK BLVD , WOOLWICH TOWNSHIP, NJ, 08085-4246 | 08085-4246 | WOOLWICH TOWNSHIP |  |  |  |  | 39.7494 | '-75.33242142 |  | NL |  | O | NOT LEAD | O | NOT LEAD |  |  |  | RRN
| 173 YORKTOWN RD , WOOLWICH TOWNSHIP, NJ, 08085-4205 | 08085-4205 | WOOLWICH TOWNSHIP |  |  |  |  | 39.7427 | '-75.32539598 |  | NL |  | C |  | P |  |  |  |  | F1
| 18 FREDRICK BLVD , WOOLWICH TOWNSHIP, NJ, 08085-4242 | 08085-4242 | WOOLWICH TOWNSHIP |  |  |  |  | 39.7443 | '-75.33489258 |  | NL |  | C |  | C |  |  |  |  | F1
| 107 BUNKER HILL DR , WOOLWICH TOWNSHIP, NJ, 08085-4239 | 08085-4239 | WOOLWICH TOWNSHIP |  |  |  |  | 39.7458 | '-75.33385647 |  | NL |  | O | NOT LEAD | O | NOT LEAD
| 107 DELAWARE XING , WOOLWICH TOWNSHIP, NJ, 08085-4225 | 08085-4225 | WOOLWICH TOWNSHIP |  |  |  |  | 39.7459 | '-75.33102491 |  | NL |  | O | NOT LEAD | O | NOT LEAD
| 148 MAPLE HILL DR , WOOLWICH TOWNSHIP, NJ, 08085-1365 | 08085-1365 | WOOLWICH TOWNSHIP |  |  |  |  | 39.7484 | '-75.33391573 |  | NL |  | C |  | P |  |  |  |  | F1
| 35 FREDRICK BLVD , WOOLWICH TOWNSHIP, NJ, 08085-4243 | 08085-4243 | WOOLWICH TOWNSHIP |  |  |  |  | 39.7453 | '-75.33250402 |  | NL |  | O | NOT LEAD | O | NOT LEAD
| 123 YORKTOWN RD , WOOLWICH TOWNSHIP, NJ, 08085-4203 | 08085-4203 | WOOLWICH TOWNSHIP |  |  |  |  | 39.7404 | '-75.32925245 |  | NL |  | C |  | P |  |  |  |  | F1
| 104 DEVONSHIRE DR , WOOLWICH TOWNSHIP, NJ, 08085-2530 | 08085-2530 | WOOLWICH TOWNSHIP |  |  |  |  | 39.7444 | '-75.35926597 |  | NL |  | C |  | P |  |  |  |  | F1
| 107 SARATOGA LN , WOOLWICH TOWNSHIP, NJ, 08085-4201 | 08085-4201 | WOOLWICH TOWNSHIP |  |  |  |  | 39.7414 | '-75.32812545 |  | NL |  | C |  | P |  |  |  |  | F1
| 25 VALLEY FORGE DR , WOOLWICH TOWNSHIP, NJ, 08085-4235 | 08085-4235 | WOOLWICH TOWNSHIP |  |  |  |  | 39.744 | '-75.33092224 |  | NL |  | C |  | P |  |  |  |  | F1
| 125 YORKTOWN RD , WOOLWICH TOWNSHIP, NJ, 08085-4203 | 08085-4203 | WOOLWICH TOWNSHIP |  |  |  |  | 39.7403 | '-75.32902115 |  | NL |  | C |  | C |  |  |  |  | F1
| 169 YORKTOWN RD , WOOLWICH TOWNSHIP, NJ, 08085-4205 | 08085-4205 | WOOLWICH TOWNSHIP |  |  |  |  | 39.7424 | '-75.32498384 |  | NL |  | C |  | C |  |  |  |  | F1
| 140 YORKTOWN RD , WOOLWICH TOWNSHIP, NJ, 08085-4214 | 08085-4214 | WOOLWICH TOWNSHIP |  |  |  |  | 39.7406 | '-75.32761622 |  | NL |  | C |  | C |  |  |  |  | F1
| 32 FREDRICK BLVD , WOOLWICH TOWNSHIP, NJ, 08085-4244 | 08085-4244 | WOOLWICH TOWNSHIP |  |  |  |  | 39.7455 | '-75.333087 |  | NL |  | O | NOT LEAD | O | NOT LEAD
| 27 VALLEY FORGE DR , WOOLWICH TOWNSHIP, NJ, 08085-4235 | 08085-4235 | WOOLWICH TOWNSHIP |  |  |  |  | 39.7442 | '-75.33091277 |  | NL |  | O | NOT LEAD | O | NOT LEAD
| 115 YORKTOWN RD , WOOLWICH TOWNSHIP, NJ, 08085-4203 | 08085-4203 | WOOLWICH TOWNSHIP |  |  |  |  | 39.7407 | '-75.3303094 |  | NL |  | C |  | P |  |  |  |  | F1
| 187 YORKTOWN RD , WOOLWICH TOWNSHIP, NJ, 08085-4205 | 08085-4205 | WOOLWICH TOWNSHIP |  |  |  |  | 39.7425 | '-75.32679078 |  | NL |  | C |  | P |  |  |  |  | F1
| 141 YORKTOWN RD , WOOLWICH TOWNSHIP, NJ, 08085-4203 | 08085-4203 | WOOLWICH TOWNSHIP |  |  |  |  | 39.7406 | '-75.32708636 |  | NL |  | C |  | P |  |  |  |  | F1
| 101 YORKTOWN RD , WOOLWICH TOWNSHIP, NJ, 08085-4203 | 08085-4203 | WOOLWICH TOWNSHIP |  |  |  |  | 39.7413 | '-75.33206175 |  | NL |  | C |  | P |  |  |  |  | F1
| 185 YORKTOWN RD , WOOLWICH TOWNSHIP, NJ, 08085-4205 | 08085-4205 | WOOLWICH TOWNSHIP |  |  |  |  | 39.7426 | '-75.32660344 |  | NL |  | C |  | P |  |  |  |  | F1
| 146 YORKTOWN RD , WOOLWICH TOWNSHIP, NJ, 08085-4216 | 08085-4216 | WOOLWICH TOWNSHIP |  |  |  |  | 39.741 | '-75.32695706 |  | NL |  | C |  | P |  |  |  |  | F1
| 161 YORKTOWN RD , WOOLWICH TOWNSHIP, NJ, 08085-4205 | 08085-4205 | WOOLWICH TOWNSHIP |  |  |  |  | 39.742 | '-75.3248994 |  | NL |  | P |  | P |  |  |  |  | F1
| 268 WINDSOR DR , WOOLWICH TOWNSHIP, NJ, 08085-2526 | 08085-2526 | WOOLWICH TOWNSHIP |  |  |  |  | 39.745 | '-75.3587028 |  | NL |  | C |  | P |  |  |  |  | F1
| 111 WINDSOR DR , WOOLWICH TOWNSHIP, NJ, 08085-2519 | 08085-2519 | WOOLWICH TOWNSHIP |  |  |  |  | 39.7447 | '-75.3599438 |  | NL |  | C |  | P |  |  |  |  | F1
| 192 YORKTOWN RD , WOOLWICH TOWNSHIP, NJ, 08085-4216 | 08085-4216 | WOOLWICH TOWNSHIP |  |  |  |  | 39.7418 | '-75.32641761 |  | NL |  | C |  | P |  |  |  |  | F1
| 108 DEVONSHIRE DR , WOOLWICH TOWNSHIP, NJ, 08085-2530 | 08085-2530 | WOOLWICH TOWNSHIP |  |  |  |  | 39.7444 | '-75.35880559 |  | NL |  | O | NOT LEAD | O | NOT LEAD
| 102 DEVONSHIRE DR , WOOLWICH TOWNSHIP, NJ, 08085-2530 | 08085-2530 | WOOLWICH TOWNSHIP |  |  |  |  | 39.7444 | '-75.35956499 |  | NL |  | C |  | P |  |  |  |  | F1
| 111 MINUTEMAN LN , WOOLWICH TOWNSHIP, NJ, 08085-4236 | 08085-4236 | WOOLWICH TOWNSHIP |  |  |  |  | 39.744 | '-75.33287035 |  | NL |  | O | NOT LEAD | O | NOT LEAD
| 131 MAPLE HILL DR , WOOLWICH TOWNSHIP, NJ, 08085-1368 | 08085-1368 | WOOLWICH TOWNSHIP |  |  |  |  | 39.7495 | '-75.33376771 |  | NL |  | O | NOT LEAD | C |  |  |  |  | RRN, F1
| 159 YORKTOWN RD , WOOLWICH TOWNSHIP, NJ, 08085-4205 | 08085-4205 | WOOLWICH TOWNSHIP |  |  |  |  | 39.7419 | '-75.32515168 |  | NL |  | O | NOT LEAD | O | NOT LEAD
| 20 FREDRICK BLVD , WOOLWICH TOWNSHIP, NJ, 08085-4242 | 08085-4242 | WOOLWICH TOWNSHIP |  |  |  |  | 39.7445 | '-75.33478017 |  | NL |  | C |  | P |  |  |  |  | F1
| 103 MINUTEMAN LN , WOOLWICH TOWNSHIP, NJ, 08085-4236 | 08085-4236 | WOOLWICH TOWNSHIP |  |  |  |  | 39.7446 | '-75.33363905 |  | NL |  | C |  | P |  |  |  |  | F1
| 107 WINDSOR DR , WOOLWICH TOWNSHIP, NJ, 08085-2519 | 08085-2519 | WOOLWICH TOWNSHIP |  |  |  |  | 39.745 | '-75.35992653 |  | NL |  | C |  | P |  |  |  |  | F1
| 141 SARATOGA LN , WOOLWICH TOWNSHIP, NJ, 08085-4201 | 08085-4201 | WOOLWICH TOWNSHIP |  |  |  |  | 39.7447 | '-75.32974727 |  | NL |  | O | NOT LEAD | O | NOT LEAD
| 967 ASHBURN WAY , WOOLWICH TOWNSHIP, NJ, 08085-4022 | 08085-4022 | WOOLWICH TOWNSHIP |  |  |  |  | 39.7498 | '-75.34390693 |  | NL |  | O | NOT LEAD | O | NOT LEAD |  |  |  | RRN
| 167 YORKTOWN RD , WOOLWICH TOWNSHIP, NJ, 08085-4205 | 08085-4205 | WOOLWICH TOWNSHIP |  |  |  |  | 39.7423 | '-75.32474602 |  | NL |  | C |  | P |  |  |  |  | F1
| 60 FREDRICK BLVD , WOOLWICH TOWNSHIP, NJ, 08085-4246 | 08085-4246 | WOOLWICH TOWNSHIP |  |  |  |  | 39.7479 | '-75.33340677 |  | NL |  | O | NOT LEAD | O | NOT LEAD
| 157 YORKTOWN RD , WOOLWICH TOWNSHIP, NJ, 08085-4205 | 08085-4205 | WOOLWICH TOWNSHIP |  |  |  |  | 39.7417 | '-75.32533402 |  | NL |  | C |  | P |  |  |  |  | F1
| 158 YORKTOWN RD , WOOLWICH TOWNSHIP, NJ, 08085-4216 | 08085-4216 | WOOLWICH TOWNSHIP |  |  |  |  | 39.7419 | '-75.32558343 |  | NL |  | C |  | P |  |  |  |  | F1
| 66 FREDRICK BLVD , WOOLWICH TOWNSHIP, NJ, 08085-4246 | 08085-4246 | WOOLWICH TOWNSHIP |  |  |  |  | 39.7485 | '-75.33308911 |  | NL |  | O | NOT LEAD | O | NOT LEAD |  |  |  | RRN
| 125 SARATOGA LN , WOOLWICH TOWNSHIP, NJ, 08085-4201 | 08085-4201 | WOOLWICH TOWNSHIP |  |  |  |  | 39.7428 | '-75.32976264 |  | NL |  | O | NOT LEAD | O | NOT LEAD
| 105 SARATOGA LN , WOOLWICH TOWNSHIP, NJ, 08085-4201 | 08085-4201 | WOOLWICH TOWNSHIP |  |  |  |  | 39.7412 | '-75.32809178 |  | NL |  | C |  | P |  |  |  |  | F1
| 105 MINUTEMAN LN , WOOLWICH TOWNSHIP, NJ, 08085-4236 | 08085-4236 | WOOLWICH TOWNSHIP |  |  |  |  | 39.7444 | '-75.33344907 |  | NL |  | O | NOT LEAD | O | NOT LEAD |  |  |  | RRN
| 156 YORKTOWN RD , WOOLWICH TOWNSHIP, NJ, 08085-4216 | 08085-4216 | WOOLWICH TOWNSHIP |  |  |  |  | 39.7417 | '-75.32581134 |  | NL |  | C |  | P |  |  |  |  | F1
| 70 FREDRICK BLVD , WOOLWICH TOWNSHIP, NJ, 08085-4246 | 08085-4246 | WOOLWICH TOWNSHIP |  |  |  |  | 39.7489 | '-75.33290702 |  | NL |  | O | NOT LEAD | O | NOT LEAD
| 150 MAPLE HILL DR , WOOLWICH TOWNSHIP, NJ, 08085-1365 | 08085-1365 | WOOLWICH TOWNSHIP |  |  |  |  | 39.7482 | '-75.33399848 |  | NL |  | O | NOT LEAD | O | NOT LEAD |  |  |  | RRN
| 156 MAPLE HILL DR , WOOLWICH TOWNSHIP, NJ, 08085-1365 | 08085-1365 | WOOLWICH TOWNSHIP |  |  |  |  | 39.7478 | '-75.33438844 |  | NL |  | O | NOT LEAD | O | NOT LEAD
| 152 MAPLE HILL DR , WOOLWICH TOWNSHIP, NJ, 08085-1365 | 08085-1365 | WOOLWICH TOWNSHIP |  |  |  |  | 39.748 | '-75.33409953 |  | NL |  | C |  | P |  |  |  |  | F1
| 106 WESTMINSTER DR , WOOLWICH TOWNSHIP, NJ, 08085-2518 | 08085-2518 | WOOLWICH TOWNSHIP |  |  |  |  | 39.7446 | '-75.35787302 |  | NL |  | O | NOT LEAD | O | NOT LEAD
| 19 HILL FARM WAY , WOOLWICH TWP, NJ, 08085-1375 | 08085-1375 | WOOLWICH TWP |  |  |  |  | 39.7494 | '-75.33472474 |  | NL |  | C |  | P |  |  |  |  | F1
| 145 MAPLE HILL DR , WOOLWICH TOWNSHIP, NJ, 08085-1368 | 08085-1368 | WOOLWICH TOWNSHIP |  |  |  |  | 39.7486 | '-75.33417829 |  | NL |  | O | NOT LEAD | O | NOT LEAD
| 106 DEVONSHIRE DR , WOOLWICH TOWNSHIP, NJ, 08085-2530 | 08085-2530 | WOOLWICH TOWNSHIP |  |  |  |  | 39.7444 | '-75.35906352 |  | NL |  | C |  | C |  |  |  |  | F1
| 112 DEVONSHIRE DR , WOOLWICH TOWNSHIP, NJ, 08085-2530 | 08085-2530 | WOOLWICH TOWNSHIP |  |  |  |  | 39.7444 | '-75.35834383 |  | NL |  | C |  | P |  |  |  |  | F1
| 111 YORKTOWN RD , WOOLWICH TOWNSHIP, NJ, 08085-4203 | 08085-4203 | WOOLWICH TOWNSHIP |  |  |  |  | 39.7408 | '-75.33079076 |  | NL |  | C |  | P |  |  |  |  | F1
| 105 WINDSOR DR , WOOLWICH TOWNSHIP, NJ, 08085-2519 | 08085-2519 | WOOLWICH TOWNSHIP |  |  |  |  | 39.7451 | '-75.35978953 |  | NL |  | O | NOT LEAD | O | NOT LEAD |  |  |  | RRN
| 35 HILL FARM WAY , WOOLWICH TOWNSHIP, NJ, 08085-1375 | 08085-1375 | WOOLWICH TOWNSHIP |  |  |  |  | 39.7485 | '-75.33536373 |  | NL |  | O | NOT LEAD | O | NOT LEAD
| 266 WINDSOR DR , WOOLWICH TOWNSHIP, NJ, 08085-2526 | 08085-2526 | WOOLWICH TOWNSHIP |  |  |  |  | 39.745 | '-75.35853211 |  | NL |  | O | NOT LEAD | O | NOT LEAD |  |  |  | RRN
| 102 WESTMINSTER DR , WOOLWICH TOWNSHIP, NJ, 08085-2518 | 08085-2518 | WOOLWICH TOWNSHIP |  |  |  |  | 39.7449 | '-75.35789114 |  | NL |  | C |  | C |  |  |  |  | F1
| 109 DEVONSHIRE DR , WOOLWICH TOWNSHIP, NJ, 08085-2531 | 08085-2531 | WOOLWICH TOWNSHIP |  |  |  |  | 39.7441 | '-75.3586779 |  | NL |  | O | NOT LEAD | O | NOT LEAD |  |  |  | RRN
| 143 MAPLE HILL DR , WOOLWICH TOWNSHIP, NJ, 08085-1368 | 08085-1368 | WOOLWICH TOWNSHIP |  |  |  |  | 39.7487 | '-75.33409808 |  | NL |  | C |  | P |  |  |  |  | F1
| 158 MAPLE HILL DR , WOOLWICH TOWNSHIP, NJ, 08085-1365 | 08085-1365 | WOOLWICH TOWNSHIP |  |  |  |  | 39.7477 | '-75.33460989 |  | NL |  | C |  | P |  |  |  |  | F1
| 113 YORKTOWN RD , WOOLWICH TOWNSHIP, NJ, 08085-4203 | 08085-4203 | WOOLWICH TOWNSHIP |  |  |  |  | 39.7408 | '-75.33055066 |  | NL |  | C |  | P |  |  |  |  | F1
| 31 HILL FARM WAY , WOOLWICH TOWNSHIP, NJ, 08085-1375 | 08085-1375 | WOOLWICH TOWNSHIP |  |  |  |  | 39.7486 | '-75.3351488 |  | NL |  | C |  | P |  |  |  |  | F1
| 105 SOMERFIELD RD , WOOLWICH TOWNSHIP, NJ, 08085-2505 | 08085-2505 | WOOLWICH TOWNSHIP |  |  |  |  | 39.7431 | '-75.34387783 |  | NL |  | C |  | P |  |  |  |  | F1
| 30 HILL FARM WAY , WOOLWICH TOWNSHIP, NJ, 08085-1376 | 08085-1376 | WOOLWICH TOWNSHIP |  |  |  |  | 39.7487 | '-75.33471742 |  | NL |  | C |  | P |  |  |  |  | F1
| 137 MAPLE HILL DR , WOOLWICH TOWNSHIP, NJ, 08085-1368 | 08085-1368 | WOOLWICH TOWNSHIP |  |  |  |  | 39.7491 | '-75.33394604 |  | NL |  | C |  | P |  |  |  |  | F1
| 103 DEVONSHIRE DR , WOOLWICH TOWNSHIP, NJ, 08085-2531 | 08085-2531 | WOOLWICH TOWNSHIP |  |  |  |  | 39.7441 | '-75.35930728 |  | NL |  | C |  | P |  |  |  |  | F1
| 113 WINDSOR DR , WOOLWICH TOWNSHIP, NJ, 08085-2519 | 08085-2519 | WOOLWICH TOWNSHIP |  |  |  |  | 39.7445 | '-75.35998173 |  | NL |  | C |  | P |  |  |  |  | F1
| 109 WINDSOR DR , WOOLWICH TOWNSHIP, NJ, 08085-2519 | 08085-2519 | WOOLWICH TOWNSHIP |  |  |  |  | 39.7448 | '-75.35997256 |  | NL |  | C |  | P |  |  |  |  | F1
| 101 DEVONSHIRE DR , WOOLWICH TOWNSHIP, NJ, 08085-2531 | 08085-2531 | WOOLWICH TOWNSHIP |  |  |  |  | 39.7441 | '-75.35955786 |  | NL |  | C |  | P |  |  |  |  | F1
| 25 HILL FARM WAY , WOOLWICH TOWNSHIP, NJ, 08085-1375 | 08085-1375 | WOOLWICH TOWNSHIP |  |  |  |  | 39.749 | '-75.33492929 |  | NL |  | C |  | P |  |  |  |  | F1
| 109 SOMERFIELD RD , WOOLWICH TOWNSHIP, NJ, 08085-2505 | 08085-2505 | WOOLWICH TOWNSHIP |  |  |  |  | 39.7431 | '-75.34429157 |  | NL |  | O | NOT LEAD | O | NOT LEAD |  |  |  | RRN
| 3 BRATTLEBORO RD , WOOLWICH TOWNSHIP, NJ, 08085-2515 | 08085-2515 | WOOLWICH TOWNSHIP |  |  |  |  | 39.743 | '-75.34662703 |  | NL |  | C |  | P |  |  |  |  | F1
| 122 SOMERFIELD RD , WOOLWICH TOWNSHIP, NJ, 08085-2504 | 08085-2504 | WOOLWICH TOWNSHIP |  |  |  |  | 39.7426 | '-75.3452978 |  | NL |  | C |  | P |  |  |  |  | F1
| 117 SOMERFIELD RD , WOOLWICH TOWNSHIP, NJ, 08085-2507 | 08085-2507 | WOOLWICH TOWNSHIP |  |  |  |  | 39.7429 | '-75.34491608 |  | NL |  | O | NOT LEAD | O | NOT LEAD
| 41 DANBURY RD , WOOLWICH TOWNSHIP, NJ, 08085-2511 | 08085-2511 | WOOLWICH TOWNSHIP |  |  |  |  | 39.743 | '-75.34343304 |  | NL |  | P |  | P |  |  |  |  | F1
| 36 DANBURY RD , WOOLWICH TOWNSHIP, NJ, 08085-2512 | 08085-2512 | WOOLWICH TOWNSHIP |  |  |  |  | 39.7424 | '-75.34352482 |  | NL |  | C |  | C |  |  |  |  | F1
| 139 MAPLE HILL DR , WOOLWICH TOWNSHIP, NJ, 08085-1368 | 08085-1368 | WOOLWICH TOWNSHIP |  |  |  |  | 39.7489 | '-75.3340165 |  | NL |  | O | NOT LEAD | O | NOT LEAD
| 162 MAPLE HILL DR , WOOLWICH TOWNSHIP, NJ, 08085-1365 | 08085-1365 | WOOLWICH TOWNSHIP |  |  |  |  | 39.7478 | '-75.33508834 |  | NL |  | C |  | P |  |  |  |  | F1
| 253 WINDSOR DR , WOOLWICH TOWNSHIP, NJ, 08085-2525 | 08085-2525 | WOOLWICH TOWNSHIP |  |  |  |  | 39.7452 | '-75.35704613 |  | NL |  | C |  | P |  |  |  |  | F1
| 105 DEVONSHIRE DR , WOOLWICH TOWNSHIP, NJ, 08085-2531 | 08085-2531 | WOOLWICH TOWNSHIP |  |  |  |  | 39.7441 | '-75.35906888 |  | NL |  | C |  | C |  |  |  |  | F1
| 251 WINDSOR DR , WOOLWICH TOWNSHIP, NJ, 08085-2525 | 08085-2525 | WOOLWICH TOWNSHIP |  |  |  |  | 39.745 | '-75.35690682 |  | NL |  | C |  | P |  |  |  |  | F1
| 101 MAPLE HILL DR , SWEDESBORO, NJ, 08085-1368 | 08085-1368 | SWEDESBORO |  |  |  |  | 39.7509 | '-75.33495305 |  | NL |  | C |  | C |  |  |  |  | F1
| 45 FREDRICK BLVD , WOOLWICH TOWNSHIP, NJ, 08085-4245 | 08085-4245 | WOOLWICH TOWNSHIP |  |  |  |  | 39.7464 | '-75.3321322 |  | NL |  | O | NOT LEAD | O | NOT LEAD |  |  |  | RRN
| 43 FREDRICK BLVD , WOOLWICH TOWNSHIP, NJ, 08085-4245 | 08085-4245 | WOOLWICH TOWNSHIP |  |  |  |  | 39.7462 | '-75.33198051 |  | NL |  | C |  | P |  |  |  |  | F1
| 109 YORKTOWN RD , WOOLWICH TOWNSHIP, NJ, 08085-4203 | 08085-4203 | WOOLWICH TOWNSHIP |  |  |  |  | 39.7409 | '-75.33101157 |  | NL |  | C |  | P |  |  |  |  | F1
| 65 FREDRICK BLVD , WOOLWICH TOWNSHIP, NJ, 08085-4245 | 08085-4245 | WOOLWICH TOWNSHIP |  |  |  |  | 39.7483 | '-75.33276686 |  | NL |  | O | NOT LEAD | O | NOT LEAD
| 193 YORKTOWN RD , WOOLWICH TOWNSHIP, NJ, 08085-4205 | 08085-4205 | WOOLWICH TOWNSHIP |  |  |  |  | 39.7419 | '-75.32681552 |  | NL |  | C |  | P |  |  |  |  | F1
| 248 WINDSOR DR , WOOLWICH TOWNSHIP, NJ, 08085-2524 | 08085-2524 | WOOLWICH TOWNSHIP |  |  |  |  | 39.7447 | '-75.35713529 |  | NL |  | C |  | P |  |  |  |  | F1
| 58 FREDRICK BLVD , WOOLWICH TOWNSHIP, NJ, 08085-4246 | 08085-4246 | WOOLWICH TOWNSHIP |  |  |  |  | 39.7477 | '-75.3334784 |  | NL |  | C |  | P |  |  |  |  | F1
| 20 HILL FARM WAY , WOOLWICH TOWNSHIP, NJ, 08085-1376 | 08085-1376 | WOOLWICH TOWNSHIP |  |  |  |  | 39.7493 | '-75.33443586 |  | NL |  | C |  | P |  |  |  |  | F1
| 136 WINDSOR DR , WOOLWICH TOWNSHIP, NJ, 08085-2522 | 08085-2522 | WOOLWICH TOWNSHIP |  |  |  |  | 39.7427 | '-75.35897623 |  | NL |  | O | NOT LEAD | P |  |  |  |  | RRN, F1
| 54 FREDRICK BLVD , WOOLWICH TOWNSHIP, NJ, 08085-4246 | 08085-4246 | WOOLWICH TOWNSHIP |  |  |  |  | 39.7473 | '-75.33365112 |  | NL |  | O | NOT LEAD | O | NOT LEAD |  |  |  | RRN
| 138 WINDSOR DR , WOOLWICH TOWNSHIP, NJ, 08085-2522 | 08085-2522 | WOOLWICH TOWNSHIP |  |  |  |  | 39.7426 | '-75.35882329 |  | NL |  | O | NOT LEAD | O | NOT LEAD
| 111 MAPLE HILL DR , WOOLWICH TOWNSHIP, NJ, 08085-1368 | 08085-1368 | WOOLWICH TOWNSHIP |  |  |  |  | 39.7504 | '-75.33414122 |  | NL |  | C |  | P |  |  |  |  | F1
| 123 MAPLE HILL DR , WOOLWICH TOWNSHIP, NJ, 08085-1368 | 08085-1368 | WOOLWICH TOWNSHIP |  |  |  |  | 39.7499 | '-75.33360362 |  | NL |  | O | NOT LEAD | O | NOT LEAD
| 116 DELAWARE XING , WOOLWICH TOWNSHIP, NJ, 08085-4222 | 08085-4222 | WOOLWICH TOWNSHIP |  |  |  |  | 39.7465 | '-75.33013274 |  | NL |  | C |  | P |  |  |  |  | F1
| 118 DELAWARE XING , WOOLWICH TOWNSHIP, NJ, 08085-4222 | 08085-4222 | WOOLWICH TOWNSHIP |  |  |  |  | 39.7465 | '-75.32985089 |  | NL |  | O | NOT LEAD | O | NOT LEAD |  |  |  | O | Institutional Knowledge
| 10 HILL FARM WAY , WOOLWICH TOWNSHIP, NJ, 08085-1376 | 08085-1376 | WOOLWICH TOWNSHIP |  |  |  |  | 39.75 | '-75.33440232 |  | NL |  | O | NOT LEAD | O | NOT LEAD
| 118 MAPLE HILL DR , WOOLWICH TOWNSHIP, NJ, 08085-1365 | 08085-1365 | WOOLWICH TOWNSHIP |  |  |  |  | 39.7504 | '-75.33350229 |  | NL |  | O | NOT LEAD | O | NOT LEAD
| 120 MAPLE HILL DR , WOOLWICH TOWNSHIP, NJ, 08085-1365 | 08085-1365 | WOOLWICH TOWNSHIP |  |  |  |  | 39.7502 | '-75.33331112 |  | NL |  | O | NOT LEAD | O | NOT LEAD
| 12 HILL FARM WAY , WOOLWICH TOWNSHIP, NJ, 08085-1376 | 08085-1376 | WOOLWICH TOWNSHIP |  |  |  |  | 39.7498 | '-75.33432175 |  | NL |  | C |  | C |  |  |  |  | F1
| 116 BUNKER HILL DR , WOOLWICH TOWNSHIP, NJ, 08085-4238 | 08085-4238 | WOOLWICH TOWNSHIP |  |  |  |  | 39.7467 | '-75.33382128 |  | NL |  | C |  | C |  |  |  |  | F1
| 122 MAPLE HILL DR , WOOLWICH TWP, NJ, 08085-1365 | 08085-1365 | WOOLWICH TWP |  |  |  |  | 39.75 | '-75.33319976 |  | NL |  | C |  | P |  |  |  |  | F1
| 127 DELAWARE XING , WOOLWICH TOWNSHIP, NJ, 08085-4207 | 08085-4207 | WOOLWICH TOWNSHIP |  |  |  |  | 39.7463 | '-75.32852409 |  | NL |  | C |  | P |  |  |  |  | F1
| 55 FREDRICK BLVD , WOOLWICH TOWNSHIP, NJ, 08085-4245 | 08085-4245 | WOOLWICH TOWNSHIP |  |  |  |  | 39.7473 | '-75.33323636 |  | NL |  | C |  | P |  |  |  |  | F1
| 125 DELAWARE XING , WOOLWICH TOWNSHIP, NJ, 08085-4207 | 08085-4207 | WOOLWICH TOWNSHIP |  |  |  |  | 39.7462 | '-75.32880124 |  | NL |  | C |  | P |  |  |  |  | F1
| 124 MAPLE HILL DR , WOOLWICH TOWNSHIP, NJ, 08085-1365 | 08085-1365 | WOOLWICH TOWNSHIP |  |  |  |  | 39.7498 | '-75.33326616 |  | NL |  | O | NOT LEAD | O | NOT LEAD
| 247 WINDSOR DR , WOOLWICH TOWNSHIP, NJ, 08085-2525 | 08085-2525 | WOOLWICH TOWNSHIP |  |  |  |  | 39.7447 | '-75.35678617 |  | NL |  | C |  | C |  |  |  |  | F1
| 301 WELLINGTON WAY , WOOLWICH TOWNSHIP, NJ, 08085-2527 | 08085-2527 | WOOLWICH TOWNSHIP |  |  |  |  | 39.7427 | '-75.35993974 |  | NL |  | C |  | P |  |  |  |  | F1
| 245 WINDSOR DR , WOOLWICH TOWNSHIP, NJ, 08085-2525 | 08085-2525 | WOOLWICH TOWNSHIP |  |  |  |  | 39.7445 | '-75.35668435 |  | NL |  | C |  | P |  |  |  |  | F1
| 28 DANBURY RD , WOOLWICH TOWNSHIP, NJ, 08085-2512 | 08085-2512 | WOOLWICH TOWNSHIP |  |  |  |  | 39.7419 | '-75.34287661 |  | NL |  | C |  | P |  |  |  |  | F1
| 34 DANBURY RD , WOOLWICH TOWNSHIP, NJ, 08085-2512 | 08085-2512 | WOOLWICH TOWNSHIP |  |  |  |  | 39.7423 | '-75.34343921 |  | NL |  | O | NOT LEAD | O | NOT LEAD
| 313 WELLINGTON WAY , WOOLWICH TOWNSHIP, NJ, 08085-2527 | 08085-2527 | WOOLWICH TOWNSHIP |  |  |  |  | 39.7417 | '-75.35994629 |  | NL |  | C |  | P |  |  |  |  | F1
| 315 WELLINGTON WAY , WOOLWICH TOWNSHIP, NJ, 08085-2527 | 08085-2527 | WOOLWICH TOWNSHIP |  |  |  |  | 39.7415 | '-75.359926 |  | NL |  | C |  | P |  |  |  |  | F1
| 104 WESTMINSTER DR , WOOLWICH TOWNSHIP, NJ, 08085-2518 | 08085-2518 | WOOLWICH TOWNSHIP |  |  |  |  | 39.7447 | '-75.35787302 |  | NL |  | C |  | P |  |  |  |  | F1
| 129 WINDSOR DR , WOOLWICH TOWNSHIP, NJ, 08085-2519 | 08085-2519 | WOOLWICH TOWNSHIP |  |  |  |  | 39.7432 | '-75.35994392 |  | NL |  | O | NOT LEAD | O | NOT LEAD
| 17 BRATTLEBORO RD , WOOLWICH TOWNSHIP, NJ, 08085-2515 | 08085-2515 | WOOLWICH TOWNSHIP |  |  |  |  | 39.7439 | '-75.34638842 |  | NL |  | O | NOT LEAD | O | NOT LEAD
| 13 BRATTLEBORO RD , WOOLWICH TOWNSHIP, NJ, 08085-2515 | 08085-2515 | WOOLWICH TOWNSHIP |  |  |  |  | 39.7436 | '-75.34651349 |  | NL |  | P |  | P |  |  |  |  | F1
| 27 HILL FARM WAY , WOOLWICH TOWNSHIP, NJ, 08085-1375 | 08085-1375 | WOOLWICH TOWNSHIP |  |  |  |  | 39.7489 | '-75.33499859 |  | NL |  | O | NOT LEAD | O | NOT LEAD |  |  |  | RRN
| 146 SOMERFIELD RD , WOOLWICH TOWNSHIP, NJ, 08085-2504 | 08085-2504 | WOOLWICH TOWNSHIP |  |  |  |  | 39.7426 | '-75.34724188 |  | NL |  | O | NOT LEAD | P |  |  |  |  | RRN, F1
| 38 DANBURY RD , WOOLWICH TOWNSHIP, NJ, 08085-2512 | 08085-2512 | WOOLWICH TOWNSHIP |  |  |  |  | 39.7425 | '-75.3436249 |  | NL |  | P |  | P |  |  |  |  | F1
| 119 SOMERFIELD RD , WOOLWICH TOWNSHIP, NJ, 08085-2507 | 08085-2507 | WOOLWICH TOWNSHIP |  |  |  |  | 39.7429 | '-75.34506281 |  | NL |  | C |  | P |  |  |  |  | F1
| 127 WINDSOR DR , WOOLWICH TOWNSHIP, NJ, 08085-2519 | 08085-2519 | WOOLWICH TOWNSHIP |  |  |  |  | 39.7433 | '-75.3599713 |  | NL |  | C |  | P |  |  |  |  | F1
| 256 WINDSOR DR , WOOLWICH TOWNSHIP, NJ, 08085-2524 | 08085-2524 | WOOLWICH TOWNSHIP |  |  |  |  | 39.7449 | '-75.35727293 |  | NL |  | C |  | P |  |  |  |  | F1
| 110 DEVONSHIRE DR , WOOLWICH TOWNSHIP, NJ, 08085-2530 | 08085-2530 | WOOLWICH TOWNSHIP |  |  |  |  | 39.7444 | '-75.3586046 |  | NL |  | O | NOT LEAD | P |  |  |  |  | RRN, F1
| 129 SOMERFIELD RD , WOOLWICH TOWNSHIP, NJ, 08085-2507 | 08085-2507 | WOOLWICH TOWNSHIP |  |  |  |  | 39.7428 | '-75.34587446 |  | NL |  | C |  | P |  |  |  |  | F1
| 131 WINDSOR DR , WOOLWICH TOWNSHIP, NJ, 08085-2519 | 08085-2519 | WOOLWICH TOWNSHIP |  |  |  |  | 39.743 | '-75.35980786 |  | NL |  | O | NOT LEAD | P |  |  |  |  | RRN, F1
| 26 HILL FARM WAY , WOOLWICH TOWNSHIP, NJ, 08085-1376 | 08085-1376 | WOOLWICH TOWNSHIP |  |  |  |  | 39.7489 | '-75.33463463 |  | NL |  | O | NOT LEAD | P |  |  |  |  | RRN, F1
| 24 HILL FARM WAY , WOOLWICH TOWNSHIP, NJ, 08085-1376 | 08085-1376 | WOOLWICH TOWNSHIP |  |  |  |  | 39.7491 | '-75.3345256 |  | NL |  | C |  | P |  |  |  |  | F1
| 32 HILL FARM WAY , WOOLWICH TOWNSHIP, NJ, 08085-1376 | 08085-1376 | WOOLWICH TOWNSHIP |  |  |  |  | 39.7485 | '-75.33478365 |  | NL |  | O | NOT LEAD | O | NOT LEAD
| 310 WELLINGTON WAY , WOOLWICH TOWNSHIP, NJ, 08085-2528 | 08085-2528 | WOOLWICH TOWNSHIP |  |  |  |  | 39.7419 | '-75.35956879 |  | NL |  | C |  | P |  |  |  |  | F1
| 264 WINDSOR DR , WOOLWICH TOWNSHIP, NJ, 08085-2526 | 08085-2526 | WOOLWICH TOWNSHIP |  |  |  |  | 39.7449 | '-75.35830709 |  | NL |  | C |  | P |  |  |  |  | F1
| 145 SOMERFIELD RD , WOOLWICH TOWNSHIP, NJ, 08085-2509 | 08085-2509 | WOOLWICH TOWNSHIP |  |  |  |  | 39.7428 | '-75.34720321 |  | NL |  | O | NOT LEAD | O | NOT LEAD
| 143 SOMERFIELD RD , WOOLWICH TOWNSHIP, NJ, 08085-2509 | 08085-2509 | WOOLWICH TOWNSHIP |  |  |  |  | 39.7428 | '-75.34700443 |  | NL |  | P |  | P |  |  |  |  | F1
| 34 HILL FARM WAY , WOOLWICH TOWNSHIP, NJ, 08085-1376 | 08085-1376 | WOOLWICH TOWNSHIP |  |  |  |  | 39.7484 | '-75.33495351 |  | NL |  | O | NOT LEAD | O | NOT LEAD
| 135 WINDSOR DR , WOOLWICH TOWNSHIP, NJ, 08085-2521 | 08085-2521 | WOOLWICH TOWNSHIP |  |  |  |  | 39.7426 | '-75.35940744 |  | NL |  | C |  | P |  |  |  |  | F1
| 134 WINDSOR DR , WOOLWICH TOWNSHIP, NJ, 08085-2522 | 08085-2522 | WOOLWICH TOWNSHIP |  |  |  |  | 39.7429 | '-75.35925167 |  | NL |  | O | NOT LEAD | O | NOT LEAD |  |  |  | RRN
| 317 WELLINGTON WAY , WOOLWICH TOWNSHIP, NJ, 08085-2527 | 08085-2527 | WOOLWICH TOWNSHIP |  |  |  |  | 39.7414 | '-75.35979035 |  | NL |  | O | NOT LEAD | O | NOT LEAD
| 124 SOMERFIELD RD , WOOLWICH TOWNSHIP, NJ, 08085-2504 | 08085-2504 | WOOLWICH TOWNSHIP |  |  |  |  | 39.7426 | '-75.34546488 |  | NL |  | C |  | P |  |  |  |  | F1
| 125 WINDSOR DR , WOOLWICH TOWNSHIP, NJ, 08085-2519 | 08085-2519 | WOOLWICH TOWNSHIP |  |  |  |  | 39.7435 | '-75.35997555 |  | NL |  | C |  | P |  |  |  |  | F1
| 131 SOMERFIELD RD , WOOLWICH TOWNSHIP, NJ, 08085-2507 | 08085-2507 | WOOLWICH TOWNSHIP |  |  |  |  | 39.7428 | '-75.34604845 |  | NL |  | O | NOT LEAD | O | NOT LEAD |  |  |  | RRN
| 101 SOMERFIELD RD , WOOLWICH TOWNSHIP, NJ, 08085-2505 | 08085-2505 | WOOLWICH TOWNSHIP |  |  |  |  | 39.7432 | '-75.343509 |  | NL |  | C |  | P |  |  |  |  | F1
| 244 WINDSOR DR , WOOLWICH TOWNSHIP, NJ, 08085-2524 | 08085-2524 | WOOLWICH TOWNSHIP |  |  |  |  | 39.7442 | '-75.35692104 |  | NL |  | C |  | P |  |  |  |  | F1
| 15 BRATTLEBORO RD , WOOLWICH TOWNSHIP, NJ, 08085-2515 | 08085-2515 | WOOLWICH TOWNSHIP |  |  |  |  | 39.7437 | '-75.34646481 |  | NL |  | C |  | P |  |  |  |  | F1
| 39 DANBURY RD , WOOLWICH TOWNSHIP, NJ, 08085-2511 | 08085-2511 | WOOLWICH TOWNSHIP |  |  |  |  | 39.7428 | '-75.34338593 |  | NL |  | O | NOT LEAD | O | NOT LEAD |  |  |  | RRN
| 1 WESTBROOK DR APT 105A, WOOLWICH TOWNSHIP, NJ, 08085 | 08085 | WOOLWICH TOWNSHIP |  |  |  |  | 39.7422 | '-75.35439169 |  | NL |  | P |  | P |  |  |  |  | F1
| 1 WESTBROOK DR APT 104A, WOOLWICH TOWNSHIP, NJ, 08085 | 08085 | WOOLWICH TOWNSHIP |  |  |  |  | 39.7422 | '-75.35444943 |  | NL |  | O | NOT LEAD | P |  |  |  |  | O, F1 | Institutional Knowledge
| 1 WESTBROOK DR APT 103A, WOOLWICH TOWNSHIP, NJ, 08085 | 08085 | WOOLWICH TOWNSHIP |  |  |  |  | 39.7422 | '-75.35447734 |  | NL |  | O | NOT LEAD | O | NOT LEAD |  |  |  | O | Institutional Knowledge
| 1 WESTBROOK DR APT 102A, WOOLWICH TOWNSHIP, NJ, 08085 | 08085 | WOOLWICH TOWNSHIP |  |  |  |  | 39.7421 | '-75.35442475 |  | NL |  | O | NOT LEAD | P |  |  |  |  | F1
| 1 WESTBROOK DR APT 101A, WOOLWICH TOWNSHIP, NJ, 08085 | 08085 | WOOLWICH TOWNSHIP |  |  |  |  | 39.7422 | '-75.35446842 |  | NL |  | P |  | P |  |  |  |  | F1
| 4 QUINTON CT , WOOLWICH TOWNSHIP, NJ, 08085-2508 | 08085-2508 | WOOLWICH TOWNSHIP |  |  |  |  | 39.7429 | '-75.34193564 |  | NL |  | P |  | P |  |  |  |  | F1
| 1 WESTBROOK DR APT 208A, WOOLWICH TOWNSHIP, NJ, 08085 | 08085 | WOOLWICH TOWNSHIP |  |  |  |  | 39.7422 | '-75.35451301 |  | NL |  | O | NOT LEAD | P |  |  |  |  | O, F1 | Institutional Knowledge
| 1 WESTBROOK DR APT 207A, WOOLWICH TOWNSHIP, NJ, 08085 | 08085 | WOOLWICH TOWNSHIP |  |  |  |  | 39.7422 | '-75.35444277 |  | NL |  | O | NOT LEAD | O | NOT LEAD |  |  |  | F1
| 1 WESTBROOK DR APT 206A, WOOLWICH TOWNSHIP, NJ, 08085 | 08085 | WOOLWICH TOWNSHIP |  |  |  |  | 39.7422 | '-75.35445151 |  | NL |  | O | NOT LEAD | O | NOT LEAD |  |  |  | F1
| 1 WESTBROOK DR APT 205A, WOOLWICH TOWNSHIP, NJ, 08085 | 08085 | WOOLWICH TOWNSHIP |  |  |  |  | 39.7421 | '-75.35453013 |  | NL |  | P |  | P |  |  |  |  | F1
| 1 WESTBROOK DR APT 204A, WOOLWICH TOWNSHIP, NJ, 08085 | 08085 | WOOLWICH TOWNSHIP |  |  |  |  | 39.7421 | '-75.35459224 |  | NL |  | O | NOT LEAD | O | NOT LEAD |  |  |  | F1
| 1 WESTBROOK DR APT 203A, WOOLWICH TOWNSHIP, NJ, 08085 | 08085 | WOOLWICH TOWNSHIP |  |  |  |  | 39.7422 | '-75.35449017 |  | NL |  | O | NOT LEAD | O | NOT LEAD |  |  |  | F1
| 1 WESTBROOK DR APT 202A, WOOLWICH TOWNSHIP, NJ, 08085 | 08085 | WOOLWICH TOWNSHIP |  |  |  |  | 39.7421 | '-75.35446283 |  | NL |  | O | NOT LEAD | O | NOT LEAD |  |  |  | F1
| 1 WESTBROOK DR APT 201A, WOOLWICH TOWNSHIP, NJ, 08085 | 08085 | WOOLWICH TOWNSHIP |  |  |  |  | 39.742 | '-75.35448771 |  | NL |  | O | NOT LEAD | O | NOT LEAD |  |  |  | F1
| 1 WESTBROOK DR APT 108A, WOOLWICH TOWNSHIP, NJ, 08085 | 08085 | WOOLWICH TOWNSHIP |  |  |  |  | 39.742 | '-75.35446838 |  | NL |  | O | NOT LEAD | P |  |  |  |  | O, F1 | Institutional Knowledge
| 1 WESTBROOK DR APT 107A, WOOLWICH TOWNSHIP, NJ, 08085 | 08085 | WOOLWICH TOWNSHIP |  |  |  |  | 39.7421 | '-75.35453795 |  | NL |  | O | NOT LEAD | O | NOT LEAD |  |  |  | F1
| 1 WESTBROOK DR APT 106A, WOOLWICH TOWNSHIP, NJ, 08085 | 08085 | WOOLWICH TOWNSHIP |  |  |  |  | 39.742 | '-75.35436191 |  | NL |  | O | NOT LEAD | P |  |  |  |  | F1
| 148 SOMERFIELD RD , WOOLWICH TOWNSHIP, NJ, 08085-2504 | 08085-2504 | WOOLWICH TOWNSHIP |  |  |  |  | 39.7426 | '-75.34741204 |  | NL |  | O | NOT LEAD | O | NOT LEAD
| 246 WINDSOR DR , WOOLWICH TOWNSHIP, NJ, 08085-2524 | 08085-2524 | WOOLWICH TOWNSHIP |  |  |  |  | 39.7444 | '-75.35702457 |  | NL |  | C |  | P |  |  |  |  | F1
| 311 WELLINGTON WAY , WOOLWICH TOWNSHIP, NJ, 08085-2527 | 08085-2527 | WOOLWICH TOWNSHIP |  |  |  |  | 39.7418 | '-75.3599454 |  | NL |  | C |  | P |  |  |  |  | F1
| 1 WESTBROOK DR APT 101B, WOOLWICH TOWNSHIP, NJ, 08085 | 08085 | WOOLWICH TOWNSHIP |  |  |  |  | 39.7422 | '-75.35443797 |  | NL |  | O | NOT LEAD | P |  |  |  |  | O, F1 | Institutional Knowledge
| 1 WESTBROOK DR APT 103B, WOOLWICH TOWNSHIP, NJ, 08085 | 08085 | WOOLWICH TOWNSHIP |  |  |  |  | 39.7422 | '-75.35446736 |  | NL |  | O | NOT LEAD | O | NOT LEAD |  |  |  | F1
| 1 WESTBROOK DR APT 104B, WOOLWICH TOWNSHIP, NJ, 08085 | 08085 | WOOLWICH TOWNSHIP |  |  |  |  | 39.742 | '-75.35441943 |  | NL |  | O | NOT LEAD | P |  |  |  |  | F1
| 1 WESTBROOK DR APT 105B, WOOLWICH TOWNSHIP, NJ, 08085 | 08085 | WOOLWICH TOWNSHIP |  |  |  |  | 39.7422 | '-75.35455382 |  | NL |  | O | NOT LEAD | P |  |  |  |  | O, F1 | Institutional Knowledge
| 1 WESTBROOK DR APT 106B, WOOLWICH TOWNSHIP, NJ, 08085 | 08085 | WOOLWICH TOWNSHIP |  |  |  |  | 39.7422 | '-75.35447664 |  | NL |  | O | NOT LEAD | O | NOT LEAD |  |  |  | F1
| 1 WESTBROOK DR APT 102B, WOOLWICH TOWNSHIP, NJ, 08085 | 08085 | WOOLWICH TOWNSHIP |  |  |  |  | 39.7421 | '-75.35459386 |  | NL |  | O | NOT LEAD | P |  |  |  |  | F1
| 1 WESTBROOK DR APT 107B, WOOLWICH TOWNSHIP, NJ, 08085 | 08085 | WOOLWICH TOWNSHIP |  |  |  |  | 39.7422 | '-75.35446724 |  | NL |  | O | NOT LEAD | O | NOT LEAD |  |  |  | F1
| 1 WESTBROOK DR APT 108B, WOOLWICH TOWNSHIP, NJ, 08085 | 08085 | WOOLWICH TOWNSHIP |  |  |  |  | 39.7422 | '-75.354497 |  | NL |  | O | NOT LEAD | O | NOT LEAD |  |  |  | F1
| 1 WESTBROOK DR APT 201B, WOOLWICH TOWNSHIP, NJ, 08085 | 08085 | WOOLWICH TOWNSHIP |  |  |  |  | 39.7422 | '-75.3544407 |  | NL |  | O | NOT LEAD | O | NOT LEAD |  |  |  | F1
| 1 WESTBROOK DR APT 202B, WOOLWICH TOWNSHIP, NJ, 08085 | 08085 | WOOLWICH TOWNSHIP |  |  |  |  | 39.7422 | '-75.35454441 |  | NL |  | O | NOT LEAD | O | NOT LEAD |  |  |  | F1
| 1 WESTBROOK DR APT 203B, WOOLWICH TOWNSHIP, NJ, 08085 | 08085 | WOOLWICH TOWNSHIP |  |  |  |  | 39.7421 | '-75.35455615 |  | NL |  | O | NOT LEAD | O | NOT LEAD |  |  |  | F1
| 1 WESTBROOK DR APT 205P, WOOLWICH TOWNSHIP, NJ, 08085 | 08085 | WOOLWICH TOWNSHIP |  |  |  |  | 39.7422 | '-75.35440042 |  | NL |  | O | NOT LEAD | O | NOT LEAD |  |  |  | F1
| 1 WESTBROOK DR APT 204B, WOOLWICH TOWNSHIP, NJ, 08085 | 08085 | WOOLWICH TOWNSHIP |  |  |  |  | 39.7421 | '-75.35446897 |  | NL |  | O | NOT LEAD | O | NOT LEAD |  |  |  | F1
| 1 WESTBROOK DR APT 205B, WOOLWICH TOWNSHIP, NJ, 08085 | 08085 | WOOLWICH TOWNSHIP |  |  |  |  | 39.7421 | '-75.35448178 |  | NL |  | O | NOT LEAD | O | NOT LEAD |  |  |  | F1
| 1 WESTBROOK DR APT 206B, WOOLWICH TOWNSHIP, NJ, 08085 | 08085 | WOOLWICH TOWNSHIP |  |  |  |  | 39.7421 | '-75.35456181 |  | NL |  | O | NOT LEAD | O | NOT LEAD |  |  |  | F1
| 1 WESTBROOK DR APT 207B, WOOLWICH TOWNSHIP, NJ, 08085 | 08085 | WOOLWICH TOWNSHIP |  |  |  |  | 39.742 | '-75.35445971 |  | NL |  | O | NOT LEAD | O | NOT LEAD |  |  |  | F1
| 1 WESTBROOK DR APT 208B, WOOLWICH TOWNSHIP, NJ, 08085 | 08085 | WOOLWICH TOWNSHIP |  |  |  |  | 39.7421 | '-75.35435633 |  | NL |  | O | NOT LEAD | O | NOT LEAD |  |  |  | F1
| 115 SOMERFIELD RD , WOOLWICH TOWNSHIP, NJ, 08085-2507 | 08085-2507 | WOOLWICH TOWNSHIP |  |  |  |  | 39.7429 | '-75.34473274 |  | NL |  | C |  | P |  |  |  |  | F1
| 107 DEVONSHIRE DR , WOOLWICH TOWNSHIP, NJ, 08085-2531 | 08085-2531 | WOOLWICH TOWNSHIP |  |  |  |  | 39.7441 | '-75.35885908 |  | NL |  | C |  | P |  |  |  |  | F1
| 32 DANBURY RD , WOOLWICH TOWNSHIP, NJ, 08085-2512 | 08085-2512 | WOOLWICH TOWNSHIP |  |  |  |  | 39.7422 | '-75.34330783 |  | NL |  | C |  | P |  |  |  |  | F1
| 1 WESTBROOK DR APT 201D, WOOLWICH TOWNSHIP, NJ, 08085 | 08085 | WOOLWICH TOWNSHIP |  |  |  |  | 39.7422 | '-75.35450633 |  | NL |  | O | NOT LEAD | P |  |  |  |  | F1
| 1 WESTBROOK DR APT 202D, WOOLWICH TOWNSHIP, NJ, 08085 | 08085 | WOOLWICH TOWNSHIP |  |  |  |  | 39.7421 | '-75.35460666 |  | NL |  | O | NOT LEAD | O | NOT LEAD |  |  |  | F1
| 1 WESTBROOK DR APT 204D, WOOLWICH TOWNSHIP, NJ, 08085 | 08085 | WOOLWICH TOWNSHIP |  |  |  |  | 39.7422 | '-75.35448385 |  | NL |  | O | NOT LEAD | P |  |  |  |  | O, F1 | Institutional Knowledge
| 1 WESTBROOK DR APT 205D, WOOLWICH TOWNSHIP, NJ, 08085 | 08085 | WOOLWICH TOWNSHIP |  |  |  |  | 39.7422 | '-75.35456546 |  | NL |  | O | NOT LEAD | O | NOT LEAD |  |  |  | F1
| 1 WESTBROOK DR APT 206D, WOOLWICH TOWNSHIP, NJ, 08085 | 08085 | WOOLWICH TOWNSHIP |  |  |  |  | 39.7421 | '-75.35445978 |  | NL |  | O | NOT LEAD | P |  |  |  |  | O, F1 | Institutional Knowledge
| 1 WESTBROOK DR APT 207D, WOOLWICH TOWNSHIP, NJ, 08085 | 08085 | WOOLWICH TOWNSHIP |  |  |  |  | 39.7421 | '-75.35445544 |  | NL |  | O | NOT LEAD | O | NOT LEAD |  |  |  | F1
| 1 WESTBROOK DR APT 208D, WOOLWICH TOWNSHIP, NJ, 08085 | 08085 | WOOLWICH TOWNSHIP |  |  |  |  | 39.742 | '-75.35441776 |  | NL |  | O | NOT LEAD | P |  |  |  |  | O, F1 | Institutional Knowledge
| 6 QUINTON CT , WOOLWICH TOWNSHIP, NJ, 08085-2508 | 08085-2508 | WOOLWICH TOWNSHIP |  |  |  |  | 39.7428 | '-75.34210414 |  | NL |  | C |  | P |  |  |  |  | F1
| 1 WESTBROOK DR APT 204P, WOOLWICH TOWNSHIP, NJ, 08085 | 08085 | WOOLWICH TOWNSHIP |  |  |  |  | 39.7421 | '-75.35443032 |  | NL |  | O | NOT LEAD | O | NOT LEAD |  |  |  | F1
| 1 WESTBROOK DR APT 203D, WOOLWICH TOWNSHIP, NJ, 08085 | 08085 | WOOLWICH TOWNSHIP |  |  |  |  | 39.7421 | '-75.3545016 |  | NL |  | O | NOT LEAD | P |  |  |  |  | O, F1 | Institutional Knowledge
| 1 WESTBROOK DR APT 105D, WOOLWICH TOWNSHIP, NJ, 08085 | 08085 | WOOLWICH TOWNSHIP |  |  |  |  | 39.7421 | '-75.35438926 |  | NL |  | O | NOT LEAD | O | NOT LEAD |  |  |  | F1
| 1 WESTBROOK DR APT 106D, WOOLWICH TOWNSHIP, NJ, 08085 | 08085 | WOOLWICH TOWNSHIP |  |  |  |  | 39.7421 | '-75.35443032 |  | NL |  | O | NOT LEAD | O | NOT LEAD |  |  |  | F1
| 1 WESTBROOK DR APT 107D, WOOLWICH TOWNSHIP, NJ, 08085 | 08085 | WOOLWICH TOWNSHIP |  |  |  |  | 39.7421 | '-75.35435412 |  | NL |  | P |  | P |  |  |  |  | F1
| 1 WESTBROOK DR APT 108D, WOOLWICH TOWNSHIP, NJ, 08085 | 08085 | WOOLWICH TOWNSHIP |  |  |  |  | 39.7421 | '-75.35447349 |  | NL |  | O | NOT LEAD | O | NOT LEAD |  |  |  | F1
| 1 WESTBROOK DR APT 203P, WOOLWICH TOWNSHIP, NJ, 08085 | 08085 | WOOLWICH TOWNSHIP |  |  |  |  | 39.7421 | '-75.35444024 |  | NL |  | O | NOT LEAD | O | NOT LEAD |  |  |  | F1
| 1 WESTBROOK DR APT 104C, WOOLWICH TOWNSHIP, NJ, 08085 | 08085 | WOOLWICH TOWNSHIP |  |  |  |  | 39.7421 | '-75.35435579 |  | NL |  | O | NOT LEAD | P |  |  |  |  | F1
| 1 WESTBROOK DR APT 202P, WOOLWICH TOWNSHIP, NJ, 08085 | 08085 | WOOLWICH TOWNSHIP |  |  |  |  | 39.7422 | '-75.35442532 |  | NL |  | O | NOT LEAD | P |  |  |  |  | F1
| 1 WESTBROOK DR APT 105C, WOOLWICH TOWNSHIP, NJ, 08085 | 08085 | WOOLWICH TOWNSHIP |  |  |  |  | 39.7421 | '-75.35461538 |  | NL |  | O | NOT LEAD | P |  |  |  |  | F1
| 1 WESTBROOK DR APT 106C, WOOLWICH TOWNSHIP, NJ, 08085 | 08085 | WOOLWICH TOWNSHIP |  |  |  |  | 39.742 | '-75.35439798 |  | NL |  | O | NOT LEAD | O | NOT LEAD |  |  |  | F1
| 1 WESTBROOK DR APT 206C, WOOLWICH TOWNSHIP, NJ, 08085 | 08085 | WOOLWICH TOWNSHIP |  |  |  |  | 39.7422 | '-75.35435651 |  | NL |  | O | NOT LEAD | P |  |  |  |  | F1
| 1 WESTBROOK DR APT 201P, WOOLWICH TOWNSHIP, NJ, 08085 | 08085 | WOOLWICH TOWNSHIP |  |  |  |  | 39.7421 | '-75.35435044 |  | NL |  | O | NOT LEAD | P |  |  |  |  | F1
| 1 WESTBROOK DR APT 103C, WOOLWICH TOWNSHIP, NJ, 08085 | 08085 | WOOLWICH TOWNSHIP |  |  |  |  | 39.742 | '-75.35448374 |  | NL |  | O | NOT LEAD | P |  |  |  |  | F1
| 1 WESTBROOK DR APT 207C, WOOLWICH TOWNSHIP, NJ, 08085 | 08085 | WOOLWICH TOWNSHIP |  |  |  |  | 39.7421 | '-75.35449352 |  | NL |  | P |  | P |  |  |  |  | F1
| 1 WESTBROOK DR APT 208C, WOOLWICH TOWNSHIP, NJ, 08085 | 08085 | WOOLWICH TOWNSHIP |  |  |  |  | 39.7422 | '-75.35448778 |  | NL |  | O | NOT LEAD | P |  |  |  |  | O, F1 | Institutional Knowledge
| 1 WESTBROOK DR APT 101D, WOOLWICH TOWNSHIP, NJ, 08085 | 08085 | WOOLWICH TOWNSHIP |  |  |  |  | 39.7421 | '-75.35465339 |  | NL |  | O | NOT LEAD | O | NOT LEAD |  |  |  | F1
| 1 WESTBROOK DR APT 102D, WOOLWICH TOWNSHIP, NJ, 08085 | 08085 | WOOLWICH TOWNSHIP |  |  |  |  | 39.742 | '-75.35433739 |  | NL |  | O | NOT LEAD | O | NOT LEAD |  |  |  | F1
| 1 WESTBROOK DR APT 104D, WOOLWICH TOWNSHIP, NJ, 08085 | 08085 | WOOLWICH TOWNSHIP |  |  |  |  | 39.7421 | '-75.35447663 |  | NL |  | O | NOT LEAD | O | NOT LEAD |  |  |  | F1
| 1 WESTBROOK DR APT 103D, WOOLWICH TOWNSHIP, NJ, 08085 | 08085 | WOOLWICH TOWNSHIP |  |  |  |  | 39.7421 | '-75.35430789 |  | NL |  | P |  | P |  |  |  |  | F1
| 1 WESTBROOK DR APT 101C, WOOLWICH TOWNSHIP, NJ, 08085 | 08085 | WOOLWICH TOWNSHIP |  |  |  |  | 39.742 | '-75.35432276 |  | NL |  | O | NOT LEAD | O | NOT LEAD |  |  |  | F1
| 1 WESTBROOK DR APT 102C, WOOLWICH TOWNSHIP, NJ, 08085 | 08085 | WOOLWICH TOWNSHIP |  |  |  |  | 39.7421 | '-75.35453788 |  | NL |  | O | NOT LEAD | O | NOT LEAD |  |  |  | F1
| 1 WESTBROOK DR APT 107C, WOOLWICH TOWNSHIP, NJ, 08085 | 08085 | WOOLWICH TOWNSHIP |  |  |  |  | 39.7421 | '-75.35449937 |  | NL |  | O | NOT LEAD | P |  |  |  |  | O, F1 | Institutional Knowledge
| 1 WESTBROOK DR APT 108C, WOOLWICH TOWNSHIP, NJ, 08085 | 08085 | WOOLWICH TOWNSHIP |  |  |  |  | 39.7421 | '-75.35433781 |  | NL |  | P |  | P |  |  |  |  | F1
| 1 WESTBROOK DR APT 201C, WOOLWICH TOWNSHIP, NJ, 08085 | 08085 | WOOLWICH TOWNSHIP |  |  |  |  | 39.7422 | '-75.35453195 |  | NL |  | O | NOT LEAD | P |  |  |  |  | O, F1 | Institutional Knowledge
| 1 WESTBROOK DR APT 202C, WOOLWICH TOWNSHIP, NJ, 08085 | 08085 | WOOLWICH TOWNSHIP |  |  |  |  | 39.7421 | '-75.35448036 |  | NL |  | O | NOT LEAD | O | NOT LEAD |  |  |  | F1
| 1 WESTBROOK DR APT 203C, WOOLWICH TOWNSHIP, NJ, 08085 | 08085 | WOOLWICH TOWNSHIP |  |  |  |  | 39.7421 | '-75.35442419 |  | NL |  | O | NOT LEAD | P |  |  |  |  | O, F1 | Institutional Knowledge
| 1 WESTBROOK DR APT 105P, WOOLWICH TOWNSHIP, NJ, 08085 | 08085 | WOOLWICH TOWNSHIP |  |  |  |  | 39.7422 | '-75.35441725 |  | NL |  | O | NOT LEAD | P |  |  |  |  | F1
| 1 WESTBROOK DR APT 103P, WOOLWICH TOWNSHIP, NJ, 08085 | 08085 | WOOLWICH TOWNSHIP |  |  |  |  | 39.7422 | '-75.35455366 |  | NL |  | P |  | P |  |  |  |  | F1
| 1 WESTBROOK DR APT 204C, WOOLWICH TOWNSHIP, NJ, 08085 | 08085 | WOOLWICH TOWNSHIP |  |  |  |  | 39.742 | '-75.35434774 |  | NL |  | O | NOT LEAD | P |  |  |  |  | O, F1 | Institutional Knowledge
| 1 WESTBROOK DR APT 205C, WOOLWICH TOWNSHIP, NJ, 08085 | 08085 | WOOLWICH TOWNSHIP |  |  |  |  | 39.742 | '-75.35450035 |  | NL |  | O | NOT LEAD | P |  |  |  |  | O, F1 | Institutional Knowledge
| 1 WESTBROOK DR APT 101P, WOOLWICH TOWNSHIP, NJ, 08085 | 08085 | WOOLWICH TOWNSHIP |  |  |  |  | 39.7421 | '-75.35434127 |  | NL |  | O | NOT LEAD | O | NOT LEAD |  |  |  | F1
| 1 WESTBROOK DR APT 101E, WOOLWICH TOWNSHIP, NJ, 08085 | 08085 | WOOLWICH TOWNSHIP |  |  |  |  | 39.7421 | '-75.35450194 |  | NL |  | O | NOT LEAD | O | NOT LEAD |  |  |  | F1
| 1 WESTBROOK DR APT 102E, WOOLWICH TOWNSHIP, NJ, 08085 | 08085 | WOOLWICH TOWNSHIP |  |  |  |  | 39.742 | '-75.35440671 |  | NL |  | O | NOT LEAD | O | NOT LEAD |  |  |  | F1
| 1 WESTBROOK DR APT 103E, WOOLWICH TOWNSHIP, NJ, 08085 | 08085 | WOOLWICH TOWNSHIP |  |  |  |  | 39.7422 | '-75.35447913 |  | NL |  | O | NOT LEAD | O | NOT LEAD |  |  |  | F1
| 1 WESTBROOK DR APT 104E, WOOLWICH TOWNSHIP, NJ, 08085 | 08085 | WOOLWICH TOWNSHIP |  |  |  |  | 39.7422 | '-75.35444318 |  | NL |  | O | NOT LEAD | O | NOT LEAD |  |  |  | F1
| 1 WESTBROOK DR APT 105E, WOOLWICH TOWNSHIP, NJ, 08085 | 08085 | WOOLWICH TOWNSHIP |  |  |  |  | 39.7422 | '-75.35447002 |  | NL |  | O | NOT LEAD | O | NOT LEAD |  |  |  | F1
| 1 WESTBROOK DR APT 106E, WOOLWICH TOWNSHIP, NJ, 08085 | 08085 | WOOLWICH TOWNSHIP |  |  |  |  | 39.742 | '-75.35445103 |  | NL |  | O | NOT LEAD | O | NOT LEAD |  |  |  | F1
| 1 WESTBROOK DR APT 201E, WOOLWICH TOWNSHIP, NJ, 08085 | 08085 | WOOLWICH TOWNSHIP |  |  |  |  | 39.7421 | '-75.35451261 |  | NL |  | O | NOT LEAD | P |  |  |  |  | F1
| 1 WESTBROOK DR APT 202E, WOOLWICH TOWNSHIP, NJ, 08085 | 08085 | WOOLWICH TOWNSHIP |  |  |  |  | 39.7421 | '-75.3544139 |  | NL |  | O | NOT LEAD | O | NOT LEAD |  |  |  | F1
| 1 WESTBROOK DR APT 203E, WOOLWICH TOWNSHIP, NJ, 08085 | 08085 | WOOLWICH TOWNSHIP |  |  |  |  | 39.7422 | '-75.3543667 |  | NL |  | O | NOT LEAD | O | NOT LEAD |  |  |  | F1
| 1 WESTBROOK DR APT 204E, WOOLWICH TOWNSHIP, NJ, 08085 | 08085 | WOOLWICH TOWNSHIP |  |  |  |  | 39.7421 | '-75.35443032 |  | NL |  | O | NOT LEAD | O | NOT LEAD |  |  |  | F1
| 1 WESTBROOK DR APT 202F, WOOLWICH TOWNSHIP, NJ, 08085 | 08085 | WOOLWICH TOWNSHIP |  |  |  |  | 39.7421 | '-75.35442409 |  | NL |  | O | NOT LEAD | O | NOT LEAD |  |  |  | O | Institutional Knowledge
| 1 WESTBROOK DR APT 205E, WOOLWICH TOWNSHIP, NJ, 08085 | 08085 | WOOLWICH TOWNSHIP |  |  |  |  | 39.7421 | '-75.35444252 |  | NL |  | O | NOT LEAD | O | NOT LEAD |  |  |  | F1
| 1 WESTBROOK DR APT 206E, WOOLWICH TOWNSHIP, NJ, 08085 | 08085 | WOOLWICH TOWNSHIP |  |  |  |  | 39.7422 | '-75.35456229 |  | NL |  | O | NOT LEAD | O | NOT LEAD |  |  |  | F1
| 1 WESTBROOK DR APT 101F, WOOLWICH TOWNSHIP, NJ, 08085 | 08085 | WOOLWICH TOWNSHIP |  |  |  |  | 39.7421 | '-75.35438037 |  | NL |  | O | NOT LEAD | O | NOT LEAD |  |  |  | F1
| 1 WESTBROOK DR APT 201F, WOOLWICH TOWNSHIP, NJ, 08085 | 08085 | WOOLWICH TOWNSHIP |  |  |  |  | 39.7421 | '-75.35453147 |  | NL |  | O | NOT LEAD | P |  |  |  |  | F1
| 1 WESTBROOK DR APT 102F, WOOLWICH TOWNSHIP, NJ, 08085 | 08085 | WOOLWICH TOWNSHIP |  |  |  |  | 39.7422 | '-75.3546042 |  | NL |  | O | NOT LEAD | P |  |  |  |  | F1
| 1980 TOWNSHIP LINE RD , WOOLWICH TOWNSHIP, NJ, 08085-4536 | 08085-4536 | WOOLWICH TOWNSHIP |  |  |  |  | 39.7464 | '-75.35220233 |  | NL |  | C |  | C |  |  |  |  | F1
| 103 WINDSOR DR , WOOLWICH TOWNSHIP, NJ, 08085-2519 | 08085-2519 | WOOLWICH TOWNSHIP |  |  |  |  | 39.7452 | '-75.35958505 |  | NL |  | O | NOT LEAD | O | NOT LEAD |  |  |  | RRN
| 121 WINDSOR DR , WOOLWICH TOWNSHIP, NJ, 08085-2519 | 08085-2519 | WOOLWICH TOWNSHIP |  |  |  |  | 39.7439 | '-75.35994076 |  | NL |  | O | NOT LEAD | C |  |  |  |  | RRN, F1
| 102 WINDSOR DR , WOOLWICH TOWNSHIP, NJ, 08085-2520 | 08085-2520 | WOOLWICH TOWNSHIP |  |  |  |  | 39.7449 | '-75.35955165 |  | NL |  | C |  | P |  |  |  |  | F1
| 114 SOMERFIELD RD , WOOLWICH TOWNSHIP, NJ, 08085-2504 | 08085-2504 | WOOLWICH TOWNSHIP |  |  |  |  | 39.7427 | '-75.34463094 |  | NL |  | O | NOT LEAD | P |  |  |  |  | F1
| 166 MAPLE HILL DR , WOOLWICH TOWNSHIP, NJ, 08085-1365 | 08085-1365 | WOOLWICH TOWNSHIP |  |  |  |  | 39.7478 | '-75.33534174 |  | NL |  | O | NOT LEAD | O | NOT LEAD
| 261 WINDSOR DR , WOOLWICH TOWNSHIP, NJ, 08085-2525 | 08085-2525 | WOOLWICH TOWNSHIP |  |  |  |  | 39.7452 | '-75.35788066 |  | NL |  | C |  | P |  |  |  |  | F1
| 33 DANBURY RD , WOOLWICH TOWNSHIP, NJ, 08085-2511 | 08085-2511 | WOOLWICH TOWNSHIP |  |  |  |  | 39.7424 | '-75.34311016 |  | NL |  | P |  | P |  |  |  |  | F1
| 257 WINDSOR DR , WOOLWICH TOWNSHIP, NJ, 08085-2525 | 08085-2525 | WOOLWICH TOWNSHIP |  |  |  |  | 39.7452 | '-75.35747674 |  | NL |  | O | NOT LEAD | O | NOT LEAD
| 40 DANBURY RD , WOOLWICH TOWNSHIP, NJ, 08085-2512 | 08085-2512 | WOOLWICH TOWNSHIP |  |  |  |  | 39.7427 | '-75.34372207 |  | NL |  | C |  | P |  |  |  |  | F1
| 150 SOMERFIELD RD , WOOLWICH TOWNSHIP, NJ, 08085-2504 | 08085-2504 | WOOLWICH TOWNSHIP |  |  |  |  | 39.7426 | '-75.34761285 |  | NL |  | O | NOT LEAD | O | NOT LEAD
| 120 SOMERFIELD RD , WOOLWICH TOWNSHIP, NJ, 08085-2504 | 08085-2504 | WOOLWICH TOWNSHIP |  |  |  |  | 39.7426 | '-75.34511983 |  | NL |  | O | NOT LEAD | O | NOT LEAD
| 118 SOMERFIELD RD , WOOLWICH TOWNSHIP, NJ, 08085-2504 | 08085-2504 | WOOLWICH TOWNSHIP |  |  |  |  | 39.7427 | '-75.34495424 |  | NL |  | C |  | P |  |  |  |  | F1
| 147 SOMERFIELD RD , WOOLWICH TOWNSHIP, NJ, 08085-2509 | 08085-2509 | WOOLWICH TOWNSHIP |  |  |  |  | 39.7428 | '-75.34740069 |  | NL |  | O | NOT LEAD | O | NOT LEAD
| 5 BRATTLEBORO RD , WOOLWICH TOWNSHIP, NJ, 08085-2515 | 08085-2515 | WOOLWICH TOWNSHIP |  |  |  |  | 39.7431 | '-75.34659357 |  | NL |  | C |  | P |  |  |  |  | F1
| 303 WELLINGTON WAY , WOOLWICH TOWNSHIP, NJ, 08085-2527 | 08085-2527 | WOOLWICH TOWNSHIP |  |  |  |  | 39.7425 | '-75.35994999 |  | NL |  | C |  | O | NOT LEAD |  |  |  | F1, RRN
| 307 WELLINGTON WAY , WOOLWICH TOWNSHIP, NJ, 08085-2527 | 08085-2527 | WOOLWICH TOWNSHIP |  |  |  |  | 39.7422 | '-75.35994999 |  | NL |  | O | NOT LEAD | O | NOT LEAD
| 240 WINDSOR DR , WOOLWICH TOWNSHIP, NJ, 08085-2524 | 08085-2524 | WOOLWICH TOWNSHIP |  |  |  |  | 39.744 | '-75.35657874 |  | NL |  | C |  | P |  |  |  |  | F1
| 140 WINDSOR DR , WOOLWICH TOWNSHIP, NJ, 08085-2522 | 08085-2522 | WOOLWICH TOWNSHIP |  |  |  |  | 39.7425 | '-75.35866361 |  | NL |  | O | NOT LEAD | O | NOT LEAD
| 123 WINDSOR DR , WOOLWICH TOWNSHIP, NJ, 08085-2519 | 08085-2519 | WOOLWICH TOWNSHIP |  |  |  |  | 39.7437 | '-75.35996937 |  | NL |  | C |  | P |  |  |  |  | F1
| 117 WINDSOR DR , WOOLWICH TOWNSHIP, NJ, 08085-2519 | 08085-2519 | WOOLWICH TOWNSHIP |  |  |  |  | 39.7442 | '-75.35997986 |  | NL |  | C |  | P |  |  |  |  | F1
| 8 QUINTON CT , WOOLWICH TOWNSHIP, NJ, 08085-2508 | 08085-2508 | WOOLWICH TOWNSHIP |  |  |  |  | 39.7428 | '-75.34231442 |  | NL |  | O | NOT LEAD | O | NOT LEAD
| 21 HILL FARM WAY , WOOLWICH TOWNSHIP, NJ, 08085-1375 | 08085-1375 | WOOLWICH TOWNSHIP |  |  |  |  | 39.7492 | '-75.33485356 |  | NL |  | C |  | P |  |  |  |  | F1
| 147 MAPLE HILL DR , WOOLWICH TOWNSHIP, NJ, 08085-1368 | 08085-1368 | WOOLWICH TOWNSHIP |  |  |  |  | 39.7484 | '-75.33428849 |  | NL |  | O | NOT LEAD | O | NOT LEAD
| 1 WESTBROOK DR APT 208F, WOOLWICH TOWNSHIP, NJ, 08085 | 08085 | WOOLWICH TOWNSHIP |  |  |  |  | 39.7422 | '-75.35435154 |  | NL |  | O | NOT LEAD | O | NOT LEAD |  |  |  | F1
| 1 WESTBROOK DR APT 207F, WOOLWICH TOWNSHIP, NJ, 08085 | 08085 | WOOLWICH TOWNSHIP |  |  |  |  | 39.7421 | '-75.35453791 |  | NL |  | O | NOT LEAD | O | NOT LEAD |  |  |  | F1
| 1 WESTBROOK DR APT 206F, WOOLWICH TOWNSHIP, NJ, 08085 | 08085 | WOOLWICH TOWNSHIP |  |  |  |  | 39.7422 | '-75.35443258 |  | NL |  | O | NOT LEAD | O | NOT LEAD |  |  |  | F1
| 1 WESTBROOK DR APT 205F, WOOLWICH TOWNSHIP, NJ, 08085 | 08085 | WOOLWICH TOWNSHIP |  |  |  |  | 39.7421 | '-75.3544962 |  | NL |  | O | NOT LEAD | P |  |  |  |  | O, F1 | Institutional Knowledge
| 1 WESTBROOK DR APT 204F, WOOLWICH TOWNSHIP, NJ, 08085 | 08085 | WOOLWICH TOWNSHIP |  |  |  |  | 39.7422 | '-75.35438705 |  | NL |  | O | NOT LEAD | P |  |  |  |  | F1
| 1 WESTBROOK DR APT 203F, WOOLWICH TOWNSHIP, NJ, 08085 | 08085 | WOOLWICH TOWNSHIP |  |  |  |  | 39.7421 | '-75.35459978 |  | NL |  | O | NOT LEAD | P |  |  |  |  | F1
| 1 WESTBROOK DR APT 108F, WOOLWICH TOWNSHIP, NJ, 08085 | 08085 | WOOLWICH TOWNSHIP |  |  |  |  | 39.7422 | '-75.35436487 |  | NL |  | O | NOT LEAD | O | NOT LEAD |  |  |  | O | Institutional Knowledge
| 1 WESTBROOK DR APT 107F, WOOLWICH TOWNSHIP, NJ, 08085 | 08085 | WOOLWICH TOWNSHIP |  |  |  |  | 39.7422 | '-75.35444375 |  | NL |  | P |  | P |  |  |  |  | F1
| 1 WESTBROOK DR APT 106F, WOOLWICH TOWNSHIP, NJ, 08085 | 08085 | WOOLWICH TOWNSHIP |  |  |  |  | 39.742 | '-75.35432386 |  | NL |  | O | NOT LEAD | O | NOT LEAD |  |  |  | F1
| 1 WESTBROOK DR APT 105F, WOOLWICH TOWNSHIP, NJ, 08085 | 08085 | WOOLWICH TOWNSHIP |  |  |  |  | 39.742 | '-75.35450111 |  | NL |  | O | NOT LEAD | P |  |  |  |  | F1
| 1 WESTBROOK DR APT 104F, WOOLWICH TOWNSHIP, NJ, 08085 | 08085 | WOOLWICH TOWNSHIP |  |  |  |  | 39.7421 | '-75.35456838 |  | NL |  | O | NOT LEAD | P |  |  |  |  | F1
| 1 WESTBROOK DR APT 103F, WOOLWICH TOWNSHIP, NJ, 08085 | 08085 | WOOLWICH TOWNSHIP |  |  |  |  | 39.7422 | '-75.35451251 |  | NL |  | C |  | C |  |  |  |  | F1
| 1 WESTBROOK DR APT 206P, WOOLWICH TOWNSHIP, NJ, 08085 | 08085 | WOOLWICH TOWNSHIP |  |  |  |  | 39.7421 | '-75.35451314 |  | NL |  | O | NOT LEAD | O | NOT LEAD |  |  |  | F1
| 249 WINDSOR DR , WOOLWICH TOWNSHIP, NJ, 08085-2525 | 08085-2525 | WOOLWICH TOWNSHIP |  |  |  |  | 39.7449 | '-75.35684582 |  | NL |  | O | NOT LEAD | O | NOT LEAD |  |  |  | RRN
| 308 WELLINGTON WAY , WOOLWICH TOWNSHIP, NJ, 08085-2528 | 08085-2528 | WOOLWICH TOWNSHIP |  |  |  |  | 39.7422 | '-75.3595974 |  | NL |  | C |  | C |  |  |  |  | F1
| 305 WELLINGTON WAY , WOOLWICH TOWNSHIP, NJ, 08085-2527 | 08085-2527 | WOOLWICH TOWNSHIP |  |  |  |  | 39.7423 | '-75.3599786 |  | NL |  | O | NOT LEAD | O | NOT LEAD
| 119 WINDSOR DR , WOOLWICH TOWNSHIP, NJ, 08085-2519 | 08085-2519 | WOOLWICH TOWNSHIP |  |  |  |  | 39.744 | '-75.35997986 |  | NL |  | C |  | P |  |  |  |  | F1
| 242 WINDSOR DR , WOOLWICH TOWNSHIP, NJ, 08085-2524 | 08085-2524 | WOOLWICH TOWNSHIP |  |  |  |  | 39.7441 | '-75.35675787 |  | NL |  | C |  | P |  |  |  |  | F1
| 1 WESTBROOK DR APT 206R, WOOLWICH TOWNSHIP, NJ, 08085 | 08085 | WOOLWICH TOWNSHIP |  |  |  |  | 39.7422 | '-75.35439713 |  | NL |  | O | NOT LEAD | O | NOT LEAD |  |  |  | F1
| 36 HILL FARM WAY , WOOLWICH TOWNSHIP, NJ, 08085-1376 | 08085-1376 | WOOLWICH TOWNSHIP |  |  |  |  | 39.7482 | '-75.33513864 |  | NL |  | O | NOT LEAD | O | NOT LEAD
| 1 WESTBROOK DR APT 205R, WOOLWICH TOWNSHIP, NJ, 08085 | 08085 | WOOLWICH TOWNSHIP |  |  |  |  | 39.7422 | '-75.3544461 |  | NL |  | O | NOT LEAD | O | NOT LEAD |  |  |  | O | Institutional Knowledge
| 1 WESTBROOK DR APT 208R, WOOLWICH TOWNSHIP, NJ, 08085 | 08085 | WOOLWICH TOWNSHIP |  |  |  |  | 39.7421 | '-75.35451563 |  | NL |  | O | NOT LEAD | O | NOT LEAD |  |  |  | F1
| 1 WESTBROOK DR APT 207R, WOOLWICH TOWNSHIP, NJ, 08085 | 08085 | WOOLWICH TOWNSHIP |  |  |  |  | 39.7421 | '-75.3545371 |  | NL |  | O | NOT LEAD | P |  |  |  |  | F1
| 1 WESTBROOK DR APT 204R, WOOLWICH TOWNSHIP, NJ, 08085 | 08085 | WOOLWICH TOWNSHIP |  |  |  |  | 39.7422 | '-75.35440848 |  | NL |  | O | NOT LEAD | O | NOT LEAD |  |  |  | F1
| 1 WESTBROOK DR APT 203R, WOOLWICH TOWNSHIP, NJ, 08085 | 08085 | WOOLWICH TOWNSHIP |  |  |  |  | 39.7422 | '-75.35439428 |  | NL |  | O | NOT LEAD | O | NOT LEAD |  |  |  | F1
| 1 WESTBROOK DR APT 202R, WOOLWICH TOWNSHIP, NJ, 08085 | 08085 | WOOLWICH TOWNSHIP |  |  |  |  | 39.7422 | '-75.35446128 |  | NL |  | C |  | P |  |  |  |  | F1
| 1 WESTBROOK DR APT 201R, WOOLWICH TOWNSHIP, NJ, 08085 | 08085 | WOOLWICH TOWNSHIP |  |  |  |  | 39.7421 | '-75.35455974 |  | NL |  | O | NOT LEAD | P |  |  |  |  | F1
| 1 WESTBROOK DR APT 107R, WOOLWICH TOWNSHIP, NJ, 08085 | 08085 | WOOLWICH TOWNSHIP |  |  |  |  | 39.7421 | '-75.35453034 |  | NL |  | O | NOT LEAD | O | NOT LEAD |  |  |  | F1
| 1 WESTBROOK DR APT 105R, WOOLWICH TOWNSHIP, NJ, 08085 | 08085 | WOOLWICH TOWNSHIP |  |  |  |  | 39.7421 | '-75.35456529 |  | NL |  | O | NOT LEAD | P |  |  |  |  | F1
| 1 WESTBROOK DR APT 103R, WOOLWICH TOWNSHIP, NJ, 08085 | 08085 | WOOLWICH TOWNSHIP |  |  |  |  | 39.7421 | '-75.35461961 |  | NL |  | O | NOT LEAD | O | NOT LEAD |  |  |  | F1
| 1 WESTBROOK DR APT 101R, WOOLWICH TOWNSHIP, NJ, 08085 | 08085 | WOOLWICH TOWNSHIP |  |  |  |  | 39.7421 | '-75.3544552 |  | NL |  | O | NOT LEAD | O | NOT LEAD |  |  |  | F1
| 1 WESTBROOK DR APT 208O, WOOLWICH TOWNSHIP, NJ, 08085 | 08085 | WOOLWICH TOWNSHIP |  |  |  |  | 39.7421 | '-75.35455897 |  | NL |  | O | NOT LEAD | O | NOT LEAD |  |  |  | F1
| 1 WESTBROOK DR APT 207O, WOOLWICH TOWNSHIP, NJ, 08085 | 08085 | WOOLWICH TOWNSHIP |  |  |  |  | 39.7421 | '-75.35440294 |  | NL |  | P |  | P |  |  |  |  | F1
| 1 WESTBROOK DR APT 206O, WOOLWICH TOWNSHIP, NJ, 08085 | 08085 | WOOLWICH TOWNSHIP |  |  |  |  | 39.7421 | '-75.35443104 |  | NL |  | O | NOT LEAD | O | NOT LEAD |  |  |  | F1
| 1 WESTBROOK DR APT 205O, WOOLWICH TOWNSHIP, NJ, 08085 | 08085 | WOOLWICH TOWNSHIP |  |  |  |  | 39.7421 | '-75.35437321 |  | NL |  | O | NOT LEAD | O | NOT LEAD |  |  |  | F1
| 1 WESTBROOK DR APT 204O, WOOLWICH TOWNSHIP, NJ, 08085 | 08085 | WOOLWICH TOWNSHIP |  |  |  |  | 39.7422 | '-75.35446683 |  | NL |  | O | NOT LEAD | O | NOT LEAD |  |  |  | F1
| 1 WESTBROOK DR APT 203O, WOOLWICH TOWNSHIP, NJ, 08085 | 08085 | WOOLWICH TOWNSHIP |  |  |  |  | 39.7421 | '-75.35448422 |  | NL |  | O | NOT LEAD | O | NOT LEAD |  |  |  | F1
| 1 WESTBROOK DR APT 202O, WOOLWICH TOWNSHIP, NJ, 08085 | 08085 | WOOLWICH TOWNSHIP |  |  |  |  | 39.7421 | '-75.35437376 |  | NL |  | O | NOT LEAD | O | NOT LEAD |  |  |  | F1
| 1 WESTBROOK DR APT 201O, WOOLWICH TOWNSHIP, NJ, 08085 | 08085 | WOOLWICH TOWNSHIP |  |  |  |  | 39.7421 | '-75.35457062 |  | NL |  | P |  | P |  |  |  |  | F1
| 1 WESTBROOK DR APT 107O, WOOLWICH TOWNSHIP, NJ, 08085 | 08085 | WOOLWICH TOWNSHIP |  |  |  |  | 39.7422 | '-75.35438527 |  | NL |  | O | NOT LEAD | O | NOT LEAD |  |  |  | F1
| 1 WESTBROOK DR APT 105O, WOOLWICH TOWNSHIP, NJ, 08085 | 08085 | WOOLWICH TOWNSHIP |  |  |  |  | 39.7421 | '-75.3544504 |  | NL |  | O | NOT LEAD | P |  |  |  |  | F1
| 1 WESTBROOK DR APT 103O, WOOLWICH TOWNSHIP, NJ, 08085 | 08085 | WOOLWICH TOWNSHIP |  |  |  |  | 39.7422 | '-75.35440547 |  | NL |  | O | NOT LEAD | P |  |  |  |  | F1
| 1 WESTBROOK DR APT 101O, WOOLWICH TOWNSHIP, NJ, 08085 | 08085 | WOOLWICH TOWNSHIP |  |  |  |  | 39.7421 | '-75.35440427 |  | NL |  | O | NOT LEAD | P |  |  |  |  | F1
| 1 WESTBROOK DR APT 208G, WOOLWICH TOWNSHIP, NJ, 08085 | 08085 | WOOLWICH TOWNSHIP |  |  |  |  | 39.7422 | '-75.35452205 |  | NL |  | P |  | P |  |  |  |  | F1
| 1 WESTBROOK DR APT 207G, WOOLWICH TOWNSHIP, NJ, 08085 | 08085 | WOOLWICH TOWNSHIP |  |  |  |  | 39.7422 | '-75.3545176 |  | NL |  | O | NOT LEAD | O | NOT LEAD |  |  |  | O | Institutional Knowledge
| 1 WESTBROOK DR APT 206G, WOOLWICH TOWNSHIP, NJ, 08085 | 08085 | WOOLWICH TOWNSHIP |  |  |  |  | 39.7421 | '-75.35439572 |  | NL |  | O | NOT LEAD | O | NOT LEAD |  |  |  | F1
| 1 WESTBROOK DR APT 205G, WOOLWICH TOWNSHIP, NJ, 08085 | 08085 | WOOLWICH TOWNSHIP |  |  |  |  | 39.742 | '-75.35446243 |  | NL |  | O | NOT LEAD | O | NOT LEAD |  |  |  | F1
| 1 WESTBROOK DR APT 204G, WOOLWICH TOWNSHIP, NJ, 08085 | 08085 | WOOLWICH TOWNSHIP |  |  |  |  | 39.7422 | '-75.35448132 |  | NL |  | O | NOT LEAD | O | NOT LEAD |  |  |  | F1
| 1 WESTBROOK DR APT 202G, WOOLWICH TOWNSHIP, NJ, 08085 | 08085 | WOOLWICH TOWNSHIP |  |  |  |  | 39.7422 | '-75.35448799 |  | NL |  | O | NOT LEAD | P |  |  |  |  | F1
| 1 WESTBROOK DR APT 201G, WOOLWICH TOWNSHIP, NJ, 08085 | 08085 | WOOLWICH TOWNSHIP |  |  |  |  | 39.7422 | '-75.35442779 |  | NL |  | O | NOT LEAD | O | NOT LEAD |  |  |  | F1
| 1 WESTBROOK DR APT 108G, WOOLWICH TOWNSHIP, NJ, 08085 | 08085 | WOOLWICH TOWNSHIP |  |  |  |  | 39.7421 | '-75.35452042 |  | NL |  | O | NOT LEAD | P |  |  |  |  | O, F1 | Institutional Knowledge
| 1 WESTBROOK DR APT 107G, WOOLWICH TOWNSHIP, NJ, 08085 | 08085 | WOOLWICH TOWNSHIP |  |  |  |  | 39.7422 | '-75.35433799 |  | NL |  | O | NOT LEAD | P |  |  |  |  | O, F1 | Institutional Knowledge
| 1 WESTBROOK DR APT 106G, WOOLWICH TOWNSHIP, NJ, 08085 | 08085 | WOOLWICH TOWNSHIP |  |  |  |  | 39.7421 | '-75.35449195 |  | NL |  | O | NOT LEAD | O | NOT LEAD |  |  |  | F1
| 1 WESTBROOK DR APT 105G, WOOLWICH TOWNSHIP, NJ, 08085 | 08085 | WOOLWICH TOWNSHIP |  |  |  |  | 39.742 | '-75.3544852 |  | NL |  | O | NOT LEAD | O | NOT LEAD |  |  |  | F1
| 1 WESTBROOK DR APT 104G, WOOLWICH TOWNSHIP, NJ, 08085 | 08085 | WOOLWICH TOWNSHIP |  |  |  |  | 39.742 | '-75.35447709 |  | NL |  | C |  | P |  |  |  |  | F1
| 1 WESTBROOK DR APT 103G, WOOLWICH TOWNSHIP, NJ, 08085 | 08085 | WOOLWICH TOWNSHIP |  |  |  |  | 39.742 | '-75.35439596 |  | NL |  | O | NOT LEAD | P |  |  |  |  | F1
| 1 WESTBROOK DR APT 101G, WOOLWICH TOWNSHIP, NJ, 08085 | 08085 | WOOLWICH TOWNSHIP |  |  |  |  | 39.7421 | '-75.35456171 |  | NL |  | O | NOT LEAD | O | NOT LEAD |  |  |  | F1
| 1 WESTBROOK DR APT 102G, WOOLWICH TOWNSHIP, NJ, 08085 | 08085 | WOOLWICH TOWNSHIP |  |  |  |  | 39.7422 | '-75.35430198 |  | NL |  | O | NOT LEAD | O | NOT LEAD |  |  |  | F1
| 215 WINDSOR DR , WOOLWICH TOWNSHIP, NJ, 08085-2523 | 08085-2523 | WOOLWICH TOWNSHIP |  |  |  |  | 39.7426 | '-75.3569262 |  | NL |  | O | NOT LEAD | O | NOT LEAD
| 1 WESTBROOK DR APT 203G, WOOLWICH TOWNSHIP, NJ, 08085 | 08085 | WOOLWICH TOWNSHIP |  |  |  |  | 39.7421 | '-75.35452714 |  | NL |  | P |  | P |  |  |  |  | F1
| 26 HILLSIDE DR , WOOLWICH TOWNSHIP, NJ, 08085-1374 | 08085-1374 | WOOLWICH TOWNSHIP |  |  |  |  | 39.7499 | '-75.33532661 |  | NL |  | C |  | P |  |  |  |  | F1
| 1 WESTBROOK DR APT 103N, WOOLWICH TOWNSHIP, NJ, 08085 | 08085 | WOOLWICH TOWNSHIP |  |  |  |  | 39.7421 | '-75.35447166 |  | NL |  | O | NOT LEAD | O | NOT LEAD |  |  |  | F1
| 1 WESTBROOK DR APT 101N, WOOLWICH TOWNSHIP, NJ, 08085 | 08085 | WOOLWICH TOWNSHIP |  |  |  |  | 39.7421 | '-75.35443032 |  | NL |  | O | NOT LEAD | O | NOT LEAD |  |  |  | F1
| 1 WESTBROOK DR APT 105N, WOOLWICH TOWNSHIP, NJ, 08085 | 08085 | WOOLWICH TOWNSHIP |  |  |  |  | 39.7421 | '-75.35453507 |  | NL |  | O | NOT LEAD | O | NOT LEAD |  |  |  | F1
| 1 WESTBROOK DR APT 107N, WOOLWICH TOWNSHIP, NJ, 08085 | 08085 | WOOLWICH TOWNSHIP |  |  |  |  | 39.7421 | '-75.35448665 |  | NL |  | O | NOT LEAD | O | NOT LEAD |  |  |  | F1
| 1 WESTBROOK DR APT 201N, WOOLWICH TOWNSHIP, NJ, 08085 | 08085 | WOOLWICH TOWNSHIP |  |  |  |  | 39.742 | '-75.35447949 |  | NL |  | P |  | P |  |  |  |  | F1
| 1 WESTBROOK DR APT 202N, WOOLWICH TOWNSHIP, NJ, 08085 | 08085 | WOOLWICH TOWNSHIP |  |  |  |  | 39.7422 | '-75.35454393 |  | NL |  | P |  | P |  |  |  |  | F1
| 1 WESTBROOK DR APT 203N, WOOLWICH TOWNSHIP, NJ, 08085 | 08085 | WOOLWICH TOWNSHIP |  |  |  |  | 39.7421 | '-75.35447521 |  | NL |  | P |  | P |  |  |  |  | F1
| 1 WESTBROOK DR APT 205N, WOOLWICH TOWNSHIP, NJ, 08085 | 08085 | WOOLWICH TOWNSHIP |  |  |  |  | 39.7421 | '-75.35457974 |  | NL |  | O | NOT LEAD | O | NOT LEAD |  |  |  | F1
| 1 WESTBROOK DR APT 204N, WOOLWICH TOWNSHIP, NJ, 08085 | 08085 | WOOLWICH TOWNSHIP |  |  |  |  | 39.7421 | '-75.35437913 |  | NL |  | O | NOT LEAD | O | NOT LEAD |  |  |  | F1
| 1 WESTBROOK DR APT 206N, WOOLWICH TOWNSHIP, NJ, 08085 | 08085 | WOOLWICH TOWNSHIP |  |  |  |  | 39.7421 | '-75.35447555 |  | NL |  | P |  | P |  |  |  |  | F1
| 1 WESTBROOK DR APT 207N, WOOLWICH TOWNSHIP, NJ, 08085 | 08085 | WOOLWICH TOWNSHIP |  |  |  |  | 39.742 | '-75.3545102 |  | NL |  | O | NOT LEAD | O | NOT LEAD |  |  |  | F1
| 1 WESTBROOK DR APT 208N, WOOLWICH TOWNSHIP, NJ, 08085 | 08085 | WOOLWICH TOWNSHIP |  |  |  |  | 39.742 | '-75.35459074 |  | NL |  | C |  | P |  |  |  |  | F1
| 1 WESTBROOK DR APT 208M, WOOLWICH TOWNSHIP, NJ, 08085 | 08085 | WOOLWICH TOWNSHIP |  |  |  |  | 39.7421 | '-75.35457327 |  | NL |  | O | NOT LEAD | O | NOT LEAD |  |  |  | F1
| 1 WESTBROOK DR APT 207M, WOOLWICH TOWNSHIP, NJ, 08085 | 08085 | WOOLWICH TOWNSHIP |  |  |  |  | 39.7421 | '-75.35436017 |  | NL |  | P |  | P |  |  |  |  | F1
| 1 WESTBROOK DR APT 206M, WOOLWICH TOWNSHIP, NJ, 08085 | 08085 | WOOLWICH TOWNSHIP |  |  |  |  | 39.7421 | '-75.35454605 |  | NL |  | P |  | P |  |  |  |  | F1
| 1 WESTBROOK DR APT 205M, WOOLWICH TOWNSHIP, NJ, 08085 | 08085 | WOOLWICH TOWNSHIP |  |  |  |  | 39.7422 | '-75.35445834 |  | NL |  | P |  | P |  |  |  |  | F1
| 1 WESTBROOK DR APT 204M, WOOLWICH TOWNSHIP, NJ, 08085 | 08085 | WOOLWICH TOWNSHIP |  |  |  |  | 39.7422 | '-75.35444019 |  | NL |  | P |  | P |  |  |  |  | F1
| 1 WESTBROOK DR APT 203M, WOOLWICH TOWNSHIP, NJ, 08085 | 08085 | WOOLWICH TOWNSHIP |  |  |  |  | 39.7421 | '-75.35459308 |  | NL |  | P |  | P |  |  |  |  | F1
| 1 WESTBROOK DR APT 202M, WOOLWICH TOWNSHIP, NJ, 08085 | 08085 | WOOLWICH TOWNSHIP |  |  |  |  | 39.7421 | '-75.35450795 |  | NL |  | O | NOT LEAD | O | NOT LEAD |  |  |  | F1
| 1 WESTBROOK DR APT 201M, WOOLWICH TOWNSHIP, NJ, 08085 | 08085 | WOOLWICH TOWNSHIP |  |  |  |  | 39.7421 | '-75.35456639 |  | NL |  | O | NOT LEAD | O | NOT LEAD |  |  |  | F1
| 1 WESTBROOK DR APT 107M, WOOLWICH TOWNSHIP, NJ, 08085 | 08085 | WOOLWICH TOWNSHIP |  |  |  |  | 39.7421 | '-75.35441188 |  | NL |  | P |  | P |  |  |  |  | F1
| 1 WESTBROOK DR APT 105M, WOOLWICH TOWNSHIP, NJ, 08085 | 08085 | WOOLWICH TOWNSHIP |  |  |  |  | 39.742 | '-75.35446129 |  | NL |  | P |  | P |  |  |  |  | F1
| 1 WESTBROOK DR APT 103M, WOOLWICH TOWNSHIP, NJ, 08085 | 08085 | WOOLWICH TOWNSHIP |  |  |  |  | 39.7421 | '-75.35448472 |  | NL |  | P |  | P |  |  |  |  | F1
| 1 WESTBROOK DR APT 101M, WOOLWICH TOWNSHIP, NJ, 08085 | 08085 | WOOLWICH TOWNSHIP |  |  |  |  | 39.7422 | '-75.354448 |  | NL |  | P |  | P |  |  |  |  | F1
| 1 BRATTLEBORO RD , WOOLWICH TWP, NJ, 08085-2515 | 08085-2515 | WOOLWICH TWP |  |  |  |  | 39.7428 | '-75.34658793 |  | NL |  | C |  | P |  |  |  |  | F1
| 309 WELLINGTON WAY , WOOLWICH TOWNSHIP, NJ, 08085-2527 | 08085-2527 | WOOLWICH TOWNSHIP |  |  |  |  | 39.742 | '-75.3599454 |  | NL |  | O | NOT LEAD | O | NOT LEAD
| 125 SOMERFIELD RD , WOOLWICH TWP, NJ, 08085-2507 | 08085-2507 | WOOLWICH TWP |  |  |  |  | 39.7428 | '-75.34555206 |  | NL |  | C |  | P |  |  |  |  | F1
| 6 BRATTLEBORO RD , WOOLWICH TOWNSHIP, NJ, 08085-2516 | 08085-2516 | WOOLWICH TOWNSHIP |  |  |  |  | 39.7432 | '-75.3469615 |  | NL |  | C |  | P |  |  |  |  | F1
| 255 WINDSOR DR , WOOLWICH TOWNSHIP, NJ, 08085-2525 | 08085-2525 | WOOLWICH TOWNSHIP |  |  |  |  | 39.7452 | '-75.3572764 |  | NL |  | C |  | P |  |  |  |  | F1
| 121 SOMERFIELD RD , WOOLWICH TWP, NJ, 08085-2507 | 08085-2507 | WOOLWICH TWP |  |  |  |  | 39.7429 | '-75.34525572 |  | NL |  | C |  | P |  |  |  |  | F1
| 40 HILLSIDE DR , WOOLWICH TOWNSHIP, NJ, 08085-1374 | 08085-1374 | WOOLWICH TOWNSHIP |  |  |  |  | 39.749 | '-75.33565847 |  | NL |  | C |  | P |  |  |  |  | F1
| 25 DANBURY RD , WOOLWICH TWP, NJ, 08085-2511 | 08085-2511 | WOOLWICH TWP |  |  |  |  | 39.7421 | '-75.34244296 |  | NL |  | O | NOT LEAD | O | NOT LEAD
| 18 DANBURY RD , WOOLWICH TWP, NJ, 08085-2512 | 08085-2512 | WOOLWICH TWP |  |  |  |  | 39.7419 | '-75.34188643 |  | NL |  | C |  | P |  |  |  |  | F1
| 32 HILLSIDE DR , WOOLWICH TWP, NJ, 08085-1374 | 08085-1374 | WOOLWICH TWP |  |  |  |  | 39.7495 | '-75.33530507 |  | NL |  | O | NOT LEAD | O | NOT LEAD
| 28 HILLSIDE DR , WOOLWICH TWP, NJ, 08085-1374 | 08085-1374 | WOOLWICH TWP |  |  |  |  | 39.7497 | '-75.33529394 |  | NL |  | O | NOT LEAD | O | NOT LEAD
| 42 HILLSIDE DR , WOOLWICH TWP, NJ, 08085-1374 | 08085-1374 | WOOLWICH TWP |  |  |  |  | 39.7488 | '-75.33580524 |  | NL |  | O | NOT LEAD | O | NOT LEAD
| 153 MAPLE HILL DR , WOOLWICH TWP, NJ, 08085-1368 | 08085-1368 | WOOLWICH TWP |  |  |  |  | 39.7481 | '-75.33451694 |  | NL |  | C |  | P |  |  |  |  | F1
| 30 DANBURY RD , WOOLWICH TWP, NJ, 08085-2512 | 08085-2512 | WOOLWICH TWP |  |  |  |  | 39.742 | '-75.34303211 |  | NL |  | C |  | P |  |  |  |  | F1
| 1 CLUB HOUSE WAY , WOOLWICH TOWNSHIP, NJ, 08085-2506 | 08085-2506 | WOOLWICH TOWNSHIP |  |  |  |  | 39.7412 | '-75.33864469 |  | NL |  | C |  | C |  |  |  |  | F1
| 118 DEVONSHIRE DR , WOOLWICH TWP, NJ, 08085-2532 | 08085-2532 | WOOLWICH TWP |  |  |  |  | 39.744 | '-75.35758678 |  | NL |  | C |  | C |  |  |  |  | F1
| 120 KENILWORTH DR , WOOLWICH TWP, NJ, 08085-2534 | 08085-2534 | WOOLWICH TWP |  |  |  |  | 39.743 | '-75.35786378 |  | NL |  | O | NOT LEAD | O | NOT LEAD
| 191 MAPLE HILL DR , WOOLWICH TWP, NJ, 08085-1371 | 08085-1371 | WOOLWICH TWP |  |  |  |  | 39.7495 | '-75.33648104 |  | NL |  | C |  | C |  |  |  |  | F1
| 116 DEVONSHIRE DR , WOOLWICH TWP, NJ, 08085-2532 | 08085-2532 | WOOLWICH TWP |  |  |  |  | 39.7441 | '-75.35776574 |  | NL |  | C |  | P |  |  |  |  | F1
| 110 KENILWORTH DR , WOOLWICH TWP, NJ, 08085-2534 | 08085-2534 | WOOLWICH TWP |  |  |  |  | 39.7436 | '-75.35869914 |  | NL |  | O | NOT LEAD | O | NOT LEAD
| 102 KENILWORTH DR , WOOLWICH TWP, NJ, 08085-2534 | 08085-2534 | WOOLWICH TWP |  |  |  |  | 39.7436 | '-75.3595748 |  | NL |  | O | NOT LEAD | O | NOT LEAD
| 29 DANBURY RD , WOOLWICH TWP, NJ, 08085-2511 | 08085-2511 | WOOLWICH TWP |  |  |  |  | 39.7422 | '-75.34270916 |  | NL |  | C |  | P |  |  |  |  | F1
| 2 QUINTON CT , WOOLWICH TWP, NJ, 08085-2508 | 08085-2508 | WOOLWICH TWP |  |  |  |  | 39.7431 | '-75.34194423 |  | NL |  | P |  | P |  |  |  |  | F1
| 38 HILLSIDE DR , WOOLWICH TWP, NJ, 08085-1374 | 08085-1374 | WOOLWICH TWP |  |  |  |  | 39.7491 | '-75.33554228 |  | NL |  | C |  | P |  |  |  |  | F1
| 142 WINDSOR DR , WOOLWICH TWP, NJ, 08085-2522 | 08085-2522 | WOOLWICH TWP |  |  |  |  | 39.7424 | '-75.35855243 |  | NL |  | O | NOT LEAD | P |  |  |  |  | F1
| 101 KENILWORTH DR , WOOLWICH TWP, NJ, 08085-2533 | 08085-2533 | WOOLWICH TWP |  |  |  |  | 39.7433 | '-75.35954547 |  | NL |  | C |  | P |  |  |  |  | F1
| 213 WINDSOR DR , WOOLWICH TWP, NJ, 08085-2523 | 08085-2523 | WOOLWICH TWP |  |  |  |  | 39.7426 | '-75.35714594 |  | NL |  | O | NOT LEAD | C |  |  |  |  | RRN, F1
| 239 WINDSOR DR , WOOLWICH TWP, NJ, 08085-2523 | 08085-2523 | WOOLWICH TWP |  |  |  |  | 39.744 | '-75.3561699 |  | NL |  | O | NOT LEAD | O | NOT LEAD
| 168 MAPLE HILL DR , WOOLWICH TWP, NJ, 08085-1365 | 08085-1365 | WOOLWICH TWP |  |  |  |  | 39.748 | '-75.33551238 |  | NL |  | O | NOT LEAD | O | NOT LEAD
| 26 DANBURY RD , WOOLWICH TWP, NJ, 08085-2512 | 08085-2512 | WOOLWICH TWP |  |  |  |  | 39.7419 | '-75.34267393 |  | NL |  | C |  | P |  |  |  |  | F1
| 151 SOMERFIELD RD , SWEDESBORO, NJ, 08085-2509 | 08085-2509 | SWEDESBORO |  |  |  |  | 39.743 | '-75.34775226 |  | NL |  | C |  | P |  |  |  |  | F1
| 142 SOMERFIELD RD , WOOLWICH TWP, NJ, 08085-2504 | 08085-2504 | WOOLWICH TWP |  |  |  |  | 39.7425 | '-75.34699449 |  | NL |  | C |  | P |  |  |  |  | F1
| 12 QUINTON CT , WOOLWICH TWP, NJ, 08085-2508 | 08085-2508 | WOOLWICH TWP |  |  |  |  | 39.7431 | '-75.34254386 |  | NL |  | P |  | C |  |  |  |  | F1
| 219 WINDSOR DR , WOOLWICH TWP, NJ, 08085-2523 | 08085-2523 | WOOLWICH TWP |  |  |  |  | 39.7426 | '-75.35652238 |  | NL |  | C |  | P |  |  |  |  | F1
| 126 DEVONSHIRE DR , WOOLWICH TWP, NJ, 08085-2532 | 08085-2532 | WOOLWICH TWP |  |  |  |  | 39.7434 | '-75.35709461 |  | NL |  | C |  | P |  |  |  |  | F1
| 108 WESTMINSTER DR , WOOLWICH TWP, NJ, 08085-2518 | 08085-2518 | WOOLWICH TWP |  |  |  |  | 39.7444 | '-75.3579345 |  | NL |  | O | NOT LEAD | O | NOT LEAD
| 114 KENILWORTH DR , WOOLWICH TWP, NJ, 08085-2534 | 08085-2534 | WOOLWICH TWP |  |  |  |  | 39.7434 | '-75.35833735 |  | NL |  | P |  | C |  |  |  |  | F1
| 121 KENILWORTH DR , WOOLWICH TWP, NJ, 08085-2533 | 08085-2533 | WOOLWICH TWP |  |  |  |  | 39.7428 | '-75.35804588 |  | NL |  | O | NOT LEAD | O | NOT LEAD
| 124 DEVONSHIRE DR , WOOLWICH TWP, NJ, 08085-2532 | 08085-2532 | WOOLWICH TWP |  |  |  |  | 39.7436 | '-75.35712998 |  | NL |  | O | NOT LEAD | P |  |  |  |  | RRN, F1
| 132 DEVONSHIRE DR , WOOLWICH TWP, NJ, 08085-2532 | 08085-2532 | WOOLWICH TWP |  |  |  |  | 39.743 | '-75.35705838 |  | NL |  | C |  | P |  |  |  |  | F1
| 128 DEVONSHIRE DR , WOOLWICH TWP, NJ, 08085-2532 | 08085-2532 | WOOLWICH TWP |  |  |  |  | 39.7433 | '-75.35704801 |  | NL |  | C |  | C |  |  |  |  | F1
| 41 HILLSIDE DR , WOOLWICH TWP, NJ, 08085-1372 | 08085-1372 | WOOLWICH TWP |  |  |  |  | 39.7489 | '-75.33606233 |  | NL |  | O | NOT LEAD | C |  |  |  |  | RRN, F1
| 174 MAPLE HILL DR , WOOLWICH TWP, NJ, 08085-1365 | 08085-1365 | WOOLWICH TWP |  |  |  |  | 39.7484 | '-75.33578155 |  | NL |  | O | NOT LEAD | O | NOT LEAD
| 42 DANBURY RD , WOOLWICH TWP, NJ, 08085-2512 | 08085-2512 | WOOLWICH TWP |  |  |  |  | 39.7428 | '-75.34378152 |  | NL |  | C |  | P |  |  |  |  | F1
| 134 SOMERFIELD RD , WOOLWICH TWP, NJ, 08085-2504 | 08085-2504 | WOOLWICH TWP |  |  |  |  | 39.7425 | '-75.34629949 |  | NL |  | C |  | P |  |  |  |  | F1
| 238 WINDSOR DR , WOOLWICH TWP, NJ, 08085-2524 | 08085-2524 | WOOLWICH TWP |  |  |  |  | 39.7438 | '-75.35638485 |  | NL |  | C |  | P |  |  |  |  | F1
| 111 DEVONSHIRE DR , WOOLWICH TWP, NJ, 08085-2531 | 08085-2531 | WOOLWICH TWP |  |  |  |  | 39.7441 | '-75.35837567 |  | NL |  | C |  | P |  |  |  |  | F1
| 120 DEVONSHIRE DR , WOOLWICH TWP, NJ, 08085-2532 | 08085-2532 | WOOLWICH TWP |  |  |  |  | 39.7438 | '-75.3574662 |  | NL |  | C |  | P |  |  |  |  | F1
| 329 WELLINGTON WAY , WOOLWICH TWP, NJ, 08085-2527 | 08085-2527 | WOOLWICH TWP |  |  |  |  | 39.7414 | '-75.35866393 |  | NL |  | O | NOT LEAD | O | NOT LEAD
| 325 WELLINGTON WAY , WOOLWICH TWP, NJ, 08085-2527 | 08085-2527 | WOOLWICH TWP |  |  |  |  | 39.7412 | '-75.35899426 |  | NL |  | C |  | P |  |  |  |  | F1
| 17 DANBURY RD , WOOLWICH TWP, NJ, 08085-2511 | 08085-2511 | WOOLWICH TWP |  |  |  |  | 39.7422 | '-75.34186858 |  | NL |  | C |  | O | NOT LEAD |  |  |  | F1
| 128 SOMERFIELD RD , WOOLWICH TWP, NJ, 08085-2504 | 08085-2504 | WOOLWICH TWP |  |  |  |  | 39.7426 | '-75.34576737 |  | NL |  | C |  | P |  |  |  |  | F1
| 324 WELLINGTON WAY , WOOLWICH TWP, NJ, 08085-2528 | 08085-2528 | WOOLWICH TWP |  |  |  |  | 39.7415 | '-75.35920655 |  | NL |  | O | NOT LEAD | O | NOT LEAD
| 234 WINDSOR DR , WOOLWICH TWP, NJ, 08085-2524 | 08085-2524 | WOOLWICH TWP |  |  |  |  | 39.7436 | '-75.35631907 |  | NL |  | C |  | P |  |  |  |  | F1
| 237 WINDSOR DR , WOOLWICH TWP, NJ, 08085-2523 | 08085-2523 | WOOLWICH TWP |  |  |  |  | 39.7439 | '-75.35602447 |  | NL |  | C |  | P |  |  |  |  | F1
| 227 WINDSOR DR , WOOLWICH TWP, NJ, 08085-2523 | 08085-2523 | WOOLWICH TWP |  |  |  |  | 39.7431 | '-75.35598263 |  | NL |  | O | NOT LEAD | O | NOT LEAD
| 115 DEVONSHIRE DR , WOOLWICH TWP, NJ, 08085-2531 | 08085-2531 | WOOLWICH TWP |  |  |  |  | 39.744 | '-75.35805861 |  | NL |  | C |  | P |  |  |  |  | F1
| 126 SOMERFIELD RD , WOOLWICH TWP, NJ, 08085-2504 | 08085-2504 | WOOLWICH TWP |  |  |  |  | 39.7426 | '-75.34559837 |  | NL |  | C |  | P |  |  |  |  | F1
| 9 DANBURY RD , WOOLWICH TWP, NJ, 08085-2511 | 08085-2511 | WOOLWICH TWP |  |  |  |  | 39.7424 | '-75.34140092 |  | NL |  | C |  | P |  |  |  |  | F1
| 123 SOMERFIELD RD , WOOLWICH TWP, NJ, 08085-2507 | 08085-2507 | WOOLWICH TWP |  |  |  |  | 39.7429 | '-75.34538812 |  | NL |  | C |  | P |  |  |  |  | F1
| 187 MAPLE HILL DR , WOOLWICH TWP, NJ, 08085-1371 | 08085-1371 | WOOLWICH TWP |  |  |  |  | 39.7491 | '-75.33647759 |  | NL |  | O | NOT LEAD | O | NOT LEAD
| 104 MAPLE HILL DR , WOOLWICH TWP, NJ, 08085-1365 | 08085-1365 | WOOLWICH TWP |  |  |  |  | 39.751 | '-75.33448106 |  | NL |  | C |  | P |  |  |  |  | F1
| 130 DEVONSHIRE DR , WOOLWICH TWP, NJ, 08085-2532 | 08085-2532 | WOOLWICH TWP |  |  |  |  | 39.7431 | '-75.35704789 |  | NL |  | O | NOT LEAD | O | NOT LEAD
| 122 DEVONSHIRE DR , WOOLWICH TWP, NJ, 08085-2532 | 08085-2532 | WOOLWICH TWP |  |  |  |  | 39.7437 | '-75.35728139 |  | NL |  | O | NOT LEAD | O | NOT LEAD
| 130 SOMERFIELD RD , WOOLWICH TWP, NJ, 08085-2504 | 08085-2504 | WOOLWICH TWP |  |  |  |  | 39.7426 | '-75.3459387 |  | NL |  | C |  | P |  |  |  |  | F1
| 136 SOMERFIELD RD , WOOLWICH TWP, NJ, 08085-2504 | 08085-2504 | WOOLWICH TWP |  |  |  |  | 39.7425 | '-75.34647116 |  | NL |  | C |  | P |  |  |  |  | F1
| 233 WINDSOR DR , WOOLWICH TWP, NJ, 08085-2523 | 08085-2523 | WOOLWICH TWP |  |  |  |  | 39.7436 | '-75.35597151 |  | NL |  | C |  | P |  |  |  |  | F1
| 117 DEVONSHIRE DR , WOOLWICH TWP, NJ, 08085-2531 | 08085-2531 | WOOLWICH TWP |  |  |  |  | 39.7438 | '-75.35788961 |  | NL |  | C |  | P |  |  |  |  | F1
| 141 WINDSOR DR , WOOLWICH TWP, NJ, 08085-2521 | 08085-2521 | WOOLWICH TWP |  |  |  |  | 39.7423 | '-75.35895755 |  | NL |  | C |  | P |  |  |  |  | F1
| 186 MAPLE HILL DR , WOOLWICH TWP, NJ, 08085-1365 | 08085-1365 | WOOLWICH TWP |  |  |  |  | 39.7489 | '-75.33659258 |  | NL |  | O | NOT LEAD | O | NOT LEAD
| 151 WESTBROOK DR , WOOLWICH TWP, NJ, 08085-2529 | 08085-2529 | WOOLWICH TWP |  |  |  |  | 39.7402 | '-75.35541741 |  | NL |  | C |  | P |  |  |  |  | F1
| 149 WESTBROOK DR , WOOLWICH TWP, NJ, 08085-2529 | 08085-2529 | WOOLWICH TWP |  |  |  |  | 39.7402 | '-75.35531251 |  | NL |  | O | NOT LEAD | O | NOT LEAD
| 147 WESTBROOK DR , WOOLWICH TWP, NJ, 08085-2529 | 08085-2529 | WOOLWICH TWP |  |  |  |  | 39.7402 | '-75.35524608 |  | NL |  | C |  | C |  |  |  |  | F1
| 145 WESTBROOK DR , WOOLWICH TWP, NJ, 08085-2529 | 08085-2529 | WOOLWICH TWP |  |  |  |  | 39.7403 | '-75.35516024 |  | NL |  | C |  | P |  |  |  |  | F1
| 112 SOMERFIELD RD , WOOLWICH TWP, NJ, 08085-2504 | 08085-2504 | WOOLWICH TWP |  |  |  |  | 39.7428 | '-75.34445145 |  | NL |  | O | NOT LEAD | O | NOT LEAD |  |  |  | RRN
| 116 SOMERFIELD RD , WOOLWICH TWP, NJ, 08085-2504 | 08085-2504 | WOOLWICH TWP |  |  |  |  | 39.7427 | '-75.34477133 |  | NL |  | C |  | P |  |  |  |  | F1
| 160 MAPLE HILL DR , WOOLWICH TWP, NJ, 08085-1365 | 08085-1365 | WOOLWICH TWP |  |  |  |  | 39.7477 | '-75.3348588 |  | NL |  | O | NOT LEAD | O | NOT LEAD |  |  |  | RRN
| 137 WINDSOR DR , WOOLWICH TWP, NJ, 08085-2521 | 08085-2521 | WOOLWICH TWP |  |  |  |  | 39.7425 | '-75.35925709 |  | NL |  | O | NOT LEAD | O | NOT LEAD
| 229 WINDSOR DR , WOOLWICH TWP, NJ, 08085-2523 | 08085-2523 | WOOLWICH TWP |  |  |  |  | 39.7433 | '-75.35599026 |  | NL |  | C |  | P |  |  |  |  | F1
| 35 HILLSIDE DR , WOOLWICH TWP, NJ, 08085-1372 | 08085-1372 | WOOLWICH TWP |  |  |  |  | 39.7493 | '-75.33582301 |  | NL |  | O | NOT LEAD | O | NOT LEAD |  |  |  | RRN
| 188 MAPLE HILL DR , WOOLWICH TWP, NJ, 08085-1365 | 08085-1365 | WOOLWICH TWP |  |  |  |  | 39.749 | '-75.33676998 |  | NL |  | O | NOT LEAD | O | NOT LEAD
| 37 DANBURY RD , WOOLWICH TWP, NJ, 08085-2511 | 08085-2511 | WOOLWICH TWP |  |  |  |  | 39.7426 | '-75.34327672 |  | NL |  | C |  | P |  |  |  |  | F1
| 334 WELLINGTON WAY , WOOLWICH TWP, NJ, 08085-2528 | 08085-2528 | WOOLWICH TWP |  |  |  |  | 39.7419 | '-75.35882318 |  | NL |  | O | NOT LEAD | O | NOT LEAD
| 115 WINDSOR DR , WOOLWICH TWP, NJ, 08085-2519 | 08085-2519 | WOOLWICH TWP |  |  |  |  | 39.7443 | '-75.35997986 |  | NL |  | C |  | P |  |  |  |  | F1
| 11 BRATTLEBORO RD , WOOLWICH TWP, NJ, 08085-2515 | 08085-2515 | WOOLWICH TWP |  |  |  |  | 39.7435 | '-75.34656271 |  | NL |  | C |  | P |  |  |  |  | F1
| 112 KENILWORTH DR , WOOLWICH TWP, NJ, 08085-2534 | 08085-2534 | WOOLWICH TWP |  |  |  |  | 39.7435 | '-75.35850837 |  | NL |  | C |  | P |  |  |  |  | F1
| 13 DANBURY RD , WOOLWICH TWP, NJ, 08085-2511 | 08085-2511 | WOOLWICH TWP |  |  |  |  | 39.7422 | '-75.34164209 |  | NL |  | O | NOT LEAD | O | NOT LEAD
| 18 DUXBURY CT , WOOLWICH TWP, NJ, 08085-2514 | 08085-2514 | WOOLWICH TWP |  |  |  |  | 39.7438 | '-75.34590184 |  | NL |  | C |  | P |  |  |  |  | F1
| 132 SOMERFIELD RD , WOOLWICH TWP, NJ, 08085-2504 | 08085-2504 | WOOLWICH TWP |  |  |  |  | 39.7426 | '-75.34613748 |  | NL |  | O | NOT LEAD | O | NOT LEAD
| 223 WINDSOR DR , WOOLWICH TWP, NJ, 08085-2523 | 08085-2523 | WOOLWICH TWP |  |  |  |  | 39.7428 | '-75.35615304 |  | NL |  | C |  | P |  |  |  |  | F1
| 207 WINDSOR DR , WOOLWICH TWP, NJ, 08085-2523 | 08085-2523 | WOOLWICH TWP |  |  |  |  | 39.7424 | '-75.3578664 |  | NL |  | C |  | P |  |  |  |  | F1
| 39 HILLSIDE DR , WOOLWICH TWP, NJ, 08085-1372 | 08085-1372 | WOOLWICH TWP |  |  |  |  | 39.7491 | '-75.33593339 |  | NL |  | C |  | P |  |  |  |  | F1
| 184 MAPLE HILL DR , WOOLWICH TWP, NJ, 08085-1365 | 08085-1365 | WOOLWICH TWP |  |  |  |  | 39.7487 | '-75.33641335 |  | NL |  | O | NOT LEAD | O | NOT LEAD
| 1 DANBURY RD , WOOLWICH TWP, NJ, 08085-2511 | 08085-2511 | WOOLWICH TWP |  |  |  |  | 39.7428 | '-75.34102082 |  | NL |  | C |  | P |  |  |  |  | F1
| 10 QUINTON CT , WOOLWICH TWP, NJ, 08085-2508 | 08085-2508 | WOOLWICH TWP |  |  |  |  | 39.7429 | '-75.34253624 |  | NL |  | O | NOT LEAD | O | NOT LEAD |  |  |  | O | Institutional Knowledge
| 33 HILLSIDE DR , WOOLWICH TWP, NJ, 08085-1372 | 08085-1372 | WOOLWICH TWP |  |  |  |  | 39.7495 | '-75.33568171 |  | NL |  | C |  | P |  |  |  |  | F1
| 119 DEVONSHIRE DR , WOOLWICH TWP, NJ, 08085-2531 | 08085-2531 | WOOLWICH TWP |  |  |  |  | 39.7437 | '-75.35773925 |  | NL |  | C |  | P |  |  |  |  | F1
| 231 WINDSOR DR , WOOLWICH TWP, NJ, 08085-2523 | 08085-2523 | WOOLWICH TWP |  |  |  |  | 39.7434 | '-75.35602039 |  | NL |  | C |  | P |  |  |  |  | F1
| 140 SOMERFIELD RD , WOOLWICH TWP, NJ, 08085-2504 | 08085-2504 | WOOLWICH TWP |  |  |  |  | 39.7425 | '-75.34682225 |  | NL |  | C |  | P |  |  |  |  | F1
| 105 MAPLE HILL DR , SWEDESBORO, NJ, 08085-1368 | 08085-1368 | SWEDESBORO |  |  |  |  | 39.7507 | '-75.33454226 |  | NL |  | C |  | P |  |  |  |  | F1
| 190 MAPLE HILL DR , WOOLWICH TWP, NJ, 08085-1365 | 08085-1365 | WOOLWICH TWP |  |  |  |  | 39.7492 | '-75.33690466 |  | NL |  | O | NOT LEAD | O | NOT LEAD |  |  |  | RRN
| 178 MAPLE HILL DR , WOOLWICH TWP, NJ, 08085-1365 | 08085-1365 | WOOLWICH TWP |  |  |  |  | 39.7485 | '-75.33597859 |  | NL |  | O | NOT LEAD | O | NOT LEAD
| 20 DANBURY RD , WOOLWICH TWP, NJ, 08085-2512 | 08085-2512 | WOOLWICH TWP |  |  |  |  | 39.7419 | '-75.34208885 |  | NL |  | C |  | P |  |  |  |  | F1
| 7 DANBURY RD , WOOLWICH TWP, NJ, 08085-2511 | 08085-2511 | WOOLWICH TWP |  |  |  |  | 39.7425 | '-75.34126092 |  | NL |  | O | NOT LEAD | O | NOT LEAD
| 235 WINDSOR DR , WOOLWICH TWP, NJ, 08085-2523 | 08085-2523 | WOOLWICH TWP |  |  |  |  | 39.7438 | '-75.35600233 |  | NL |  | C |  | P |  |  |  |  | F1
| 323 WELLINGTON WAY , WOOLWICH TWP, NJ, 08085-2527 | 08085-2527 | WOOLWICH TWP |  |  |  |  | 39.7412 | '-75.3592227 |  | NL |  | C |  | P |  |  |  |  | F1
| 218 WINDSOR DR , WOOLWICH TWP, NJ, 08085-2524 | 08085-2524 | WOOLWICH TWP |  |  |  |  | 39.743 | '-75.35644369 |  | NL |  | O | NOT LEAD | C |  |  |  |  | RRN, F1
| 21 DANBURY RD , WOOLWICH TWP, NJ, 08085-2511 | 08085-2511 | WOOLWICH TWP |  |  |  |  | 39.7421 | '-75.34217609 |  | NL |  | C |  | P |  |  |  |  | F1
| 201 WINDSOR DR , WOOLWICH TWP, NJ, 08085-2523 | 08085-2523 | WOOLWICH TWP |  |  |  |  | 39.7421 | '-75.35828702 |  | NL |  | O | NOT LEAD | O | NOT LEAD
| 103 KENILWORTH DR , WOOLWICH TWP, NJ, 08085-2533 | 08085-2533 | WOOLWICH TWP |  |  |  |  | 39.7433 | '-75.35921191 |  | NL |  | O | NOT LEAD | O | NOT LEAD
| 115 KENILWORTH DR , WOOLWICH TWP, NJ, 08085-2533 | 08085-2533 | WOOLWICH TWP |  |  |  |  | 39.7431 | '-75.35849263 |  | NL |  | O | NOT LEAD | O | NOT LEAD
| 117 KENILWORTH DR , WOOLWICH TWP, NJ, 08085-2533 | 08085-2533 | WOOLWICH TWP |  |  |  |  | 39.743 | '-75.35833295 |  | NL |  | O | NOT LEAD | P |  |  |  |  | RRN, F1
| 118 KENILWORTH DR , WOOLWICH TWP, NJ, 08085-2534 | 08085-2534 | WOOLWICH TWP |  |  |  |  | 39.7431 | '-75.3580729 |  | NL |  | C |  | P |  |  |  |  | F1
| 105 KENILWORTH DR , WOOLWICH TWP, NJ, 08085-2533 | 08085-2533 | WOOLWICH TWP |  |  |  |  | 39.7433 | '-75.35901322 |  | NL |  | C |  | P |  |  |  |  | F1
| 9 BRATTLEBORO RD , WOOLWICH TWP, NJ, 08085-2515 | 08085-2515 | WOOLWICH TWP |  |  |  |  | 39.7434 | '-75.34657373 |  | NL |  | C |  | P |  |  |  |  | F1
| 138 SOMERFIELD RD , WOOLWICH TWP, NJ, 08085-2504 | 08085-2504 | WOOLWICH TWP |  |  |  |  | 39.7426 | '-75.34661416 |  | NL |  | C |  | P |  |  |  |  | F1
| 8 DANBURY RD , WOOLWICH TWP, NJ, 08085-2512 | 08085-2512 | WOOLWICH TWP |  |  |  |  | 39.7423 | '-75.34101222 |  | NL |  | C |  | P |  |  |  |  | F1
| 102 MAPLE HILL DR , WOOLWICH TWP, NJ, 08085-1365 | 08085-1365 | WOOLWICH TWP |  |  |  |  | 39.7511 | '-75.33474411 |  | NL |  | O | NOT LEAD | O | NOT LEAD
| 27 HILLSIDE DR , WOOLWICH TWP, NJ, 08085-1372 | 08085-1372 | WOOLWICH TWP |  |  |  |  | 39.7497 | '-75.33561397 |  | NL |  | C |  | P |  |  |  |  | F1
| 127 SOMERFIELD RD , WOOLWICH TWP, NJ, 08085-2507 | 08085-2507 | WOOLWICH TWP |  |  |  |  | 39.7428 | '-75.3457168 |  | NL |  | C |  | P |  |  |  |  | F1
| 6 DUXBURY CT , WOOLWICH TWP, NJ, 08085-2514 | 08085-2514 | WOOLWICH TWP |  |  |  |  | 39.7434 | '-75.34510019 |  | NL |  | C |  | P |  |  |  |  | F1
| 110 SOMERFIELD RD , WOOLWICH TWP, NJ, 08085-2504 | 08085-2504 | WOOLWICH TWP |  |  |  |  | 39.7428 | '-75.34426316 |  | NL |  | O | NOT LEAD | O | NOT LEAD
| 16 DUXBURY CT , WOOLWICH TWP, NJ, 08085-2514 | 08085-2514 | WOOLWICH TWP |  |  |  |  | 39.7437 | '-75.34576273 |  | NL |  | O | NOT LEAD | O | NOT LEAD
| 8 BRATTLEBORO RD , SWEDESBORO, NJ, 08085-2516 | 08085-2516 | SWEDESBORO |  |  |  |  | 39.7433 | '-75.34692045 |  | NL |  | O | NOT LEAD | O | NOT LEAD
| 3 DANBURY RD , WOOLWICH TWP, NJ, 08085-2511 | 08085-2511 | WOOLWICH TWP |  |  |  |  | 39.7426 | '-75.34114257 |  | NL |  | C |  | P |  |  |  |  | F1
| 108 KENILWORTH DR , WOOLWICH TWP, NJ, 08085-2534 | 08085-2534 | WOOLWICH TWP |  |  |  |  | 39.7436 | '-75.35886737 |  | NL |  | C |  | P |  |  |  |  | F1
| 7 BRATTLEBORO RD , WOOLWICH TWP, NJ, 08085-2515 | 08085-2515 | WOOLWICH TWP |  |  |  |  | 39.7433 | '-75.34657861 |  | NL |  | O | NOT LEAD | O | NOT LEAD |  |  |  | RRN
| 205 WINDSOR DR , WOOLWICH TWP, NJ, 08085-2523 | 08085-2523 | WOOLWICH TWP |  |  |  |  | 39.7423 | '-75.35797699 |  | NL |  | O | NOT LEAD | C |  |  |  |  | RRN, F1
| 333 WELLINGTON WAY , WOOLWICH TWP, NJ, 08085-2527 | 08085-2527 | WOOLWICH TWP |  |  |  |  | 39.7417 | '-75.35848147 |  | NL |  | O | NOT LEAD | O | NOT LEAD |  |  |  | RRN
| 170 MAPLE HILL DR , WOOLWICH TWP, NJ, 08085-1365 | 08085-1365 | WOOLWICH TWP |  |  |  |  | 39.7482 | '-75.33558993 |  | NL |  | O | NOT LEAD | O | NOT LEAD
| 34 HILLSIDE DR , WOOLWICH TWP, NJ, 08085-1374 | 08085-1374 | WOOLWICH TWP |  |  |  |  | 39.7493 | '-75.33539056 |  | NL |  | O | NOT LEAD | O | NOT LEAD |  |  |  | RRN
| 127 DEVONSHIRE DR , WOOLWICH TWP, NJ, 08085-2531 | 08085-2531 | WOOLWICH TWP |  |  |  |  | 39.743 | '-75.35742519 |  | NL |  | C |  | P |  |  |  |  | F1
| 123 DEVONSHIRE DR , WOOLWICH TWP, NJ, 08085-2531 | 08085-2531 | WOOLWICH TWP |  |  |  |  | 39.7434 | '-75.35743879 |  | NL |  | C |  | P |  |  |  |  | F1
| 101 WINDSOR DR , WOOLWICH TWP, NJ, 08085-2519 | 08085-2519 | WOOLWICH TWP |  |  |  |  | 39.7453 | '-75.35939624 |  | NL |  | O | NOT LEAD | O | NOT LEAD
| 119 KENILWORTH DR , WOOLWICH TWP, NJ, 08085-2533 | 08085-2533 | WOOLWICH TWP |  |  |  |  | 39.7429 | '-75.35818704 |  | NL |  | O | NOT LEAD | O | NOT LEAD
| 193 MAPLE HILL DR , WOOLWICH TWP, NJ, 08085-1371 | 08085-1371 | WOOLWICH TWP |  |  |  |  | 39.7496 | '-75.33670467 |  | NL |  | C |  | P |  |  |  |  | F1
| 169 WESTBROOK DR , WOOLWICH TWP, NJ, 08085-2529 | 08085-2529 | WOOLWICH TWP |  |  |  |  | 39.7403 | '-75.35604347 |  | NL |  | O | NOT LEAD | O | NOT LEAD
| 173 WESTBROOK DR , WOOLWICH TWP, NJ, 08085-2529 | 08085-2529 | WOOLWICH TWP |  |  |  |  | 39.7403 | '-75.3562113 |  | NL |  | C |  | P |  |  |  |  | F1
| 123 WESTBROOK DR , WOOLWICH TWP, NJ, 08085-2529 | 08085-2529 | WOOLWICH TWP |  |  |  |  | 39.7408 | '-75.35459645 |  | NL |  | O | NOT LEAD | O | NOT LEAD
| 217 WINDSOR DR , WOOLWICH TWP, NJ, 08085-2523 | 08085-2523 | WOOLWICH TWP |  |  |  |  | 39.7426 | '-75.35669947 |  | NL |  | C |  | P |  |  |  |  | F1
| 267 WINDSOR DR , WOOLWICH TWP, NJ, 08085-2525 | 08085-2525 | WOOLWICH TWP |  |  |  |  | 39.7452 | '-75.35853968 |  | NL |  | C |  | P |  |  |  |  | F1
| 230 WINDSOR DR , WOOLWICH TWP, NJ, 08085-2524 | 08085-2524 | WOOLWICH TWP |  |  |  |  | 39.7432 | '-75.35634937 |  | NL |  | C |  | O | NOT LEAD |  |  |  | F1, RRN
| 232 WINDSOR DR , WOOLWICH TWP, NJ, 08085-2524 | 08085-2524 | WOOLWICH TWP |  |  |  |  | 39.7434 | '-75.35632956 |  | NL |  | O | NOT LEAD | O | NOT LEAD
| 2 DANBURY RD , WOOLWICH TWP, NJ, 08085-2512 | 08085-2512 | WOOLWICH TWP |  |  |  |  | 39.7427 | '-75.34066842 |  | NL |  | O | NOT LEAD | O | NOT LEAD |  |  |  | RRN
| 22 DANBURY RD , WOOLWICH TWP, NJ, 08085-2512 | 08085-2512 | WOOLWICH TWP |  |  |  |  | 39.7418 | '-75.34225371 |  | NL |  | C |  | P |  |  |  |  | F1
| 16 DANBURY RD , WOOLWICH TWP, NJ, 08085-2512 | 08085-2512 | WOOLWICH TWP |  |  |  |  | 39.7419 | '-75.34166749 |  | NL |  | C |  | P |  |  |  |  | F1
| 14 DANBURY RD , WOOLWICH TWP, NJ, 08085-2512 | 08085-2512 | WOOLWICH TWP |  |  |  |  | 39.742 | '-75.34148533 |  | NL |  | C |  | P |  |  |  |  | F1
| 10 DANBURY RD , WOOLWICH TWP, NJ, 08085-2512 | 08085-2512 | WOOLWICH TWP |  |  |  |  | 39.7422 | '-75.34115726 |  | NL |  | C |  | P |  |  |  |  | F1
| 24 DANBURY RD , WOOLWICH TWP, NJ, 08085-2512 | 08085-2512 | WOOLWICH TWP |  |  |  |  | 39.7419 | '-75.34245185 |  | NL |  | O | NOT LEAD | O | NOT LEAD |  |  |  | RRN
| 121 DEVONSHIRE DR , WOOLWICH TWP, NJ, 08085-2531 | 08085-2531 | WOOLWICH TWP |  |  |  |  | 39.7436 | '-75.35759123 |  | NL |  | O | NOT LEAD | O | NOT LEAD |  |  |  | RRN
| 139 WINDSOR DR , WOOLWICH TWP, NJ, 08085-2521 | 08085-2521 | WOOLWICH TWP |  |  |  |  | 39.7424 | '-75.3590793 |  | NL |  | C |  | P |  |  |  |  | F1
| 269 WINDSOR DR , WOOLWICH TWP, NJ, 08085-2525 | 08085-2525 | WOOLWICH TWP |  |  |  |  | 39.7453 | '-75.35881726 |  | NL |  | O | NOT LEAD | O | NOT LEAD
| 203 WINDSOR DR , WOOLWICH TWP, NJ, 08085-2523 | 08085-2523 | WOOLWICH TWP |  |  |  |  | 39.7422 | '-75.35813667 |  | NL |  | O | NOT LEAD | O | NOT LEAD
| 16 HILLSIDE DR , WOOLWICH TWP, NJ, 08085-1373 | 08085-1373 | WOOLWICH TWP |  |  |  |  | 39.7506 | '-75.33534379 |  | NL |  | C |  | P |  |  |  |  | F1
| 155 WESTBROOK DR , WOOLWICH TWP, NJ, 08085-2529 | 08085-2529 | WOOLWICH TWP |  |  |  |  | 39.7402 | '-75.35551499 |  | NL |  | C |  | P |  |  |  |  | F1
| 6 DANBURY RD , WOOLWICH TWP, NJ, 08085-2512 | 08085-2512 | WOOLWICH TWP |  |  |  |  | 39.7424 | '-75.34089803 |  | NL |  | C |  | P |  |  |  |  | F1
| 265 WINDSOR DR , WOOLWICH TWP, NJ, 08085-2525 | 08085-2525 | WOOLWICH TWP |  |  |  |  | 39.7452 | '-75.35831539 |  | NL |  | O | NOT LEAD | O | NOT LEAD
| 25 HILLSIDE DR , WOOLWICH TWP, NJ, 08085-1372 | 08085-1372 | WOOLWICH TWP |  |  |  |  | 39.7499 | '-75.33562896 |  | NL |  | C |  | P |  |  |  |  | F1
| 294 WESTBROOK DR , WOOLWICH TWP, NJ, 08085-2538 | 08085-2538 | WOOLWICH TWP |  |  |  |  | 39.7414 | '-75.35477926 |  | NL |  | C |  | P |  |  |  |  | F1
| 138 WESTBROOK DR , WOOLWICH TWP, NJ, 08085-2535 | 08085-2535 | WOOLWICH TWP |  |  |  |  | 39.7405 | '-75.35520422 |  | NL |  | C |  | P |  |  |  |  | F1
| 21 HILLSIDE DR , WOOLWICH TWP, NJ, 08085-1372 | 08085-1372 | WOOLWICH TWP |  |  |  |  | 39.7501 | '-75.33566742 |  | NL |  | C |  | P |  |  |  |  | F1
| 19 HILLSIDE DR , WOOLWICH TWP, NJ, 08085-1372 | 08085-1372 | WOOLWICH TWP |  |  |  |  | 39.7503 | '-75.33567462 |  | NL |  | C |  | P |  |  |  |  | F1
| 149 SOMERFIELD RD , WOOLWICH TWP, NJ, 08085-2509 | 08085-2509 | WOOLWICH TWP |  |  |  |  | 39.743 | '-75.34755692 |  | NL |  | C |  | P |  |  |  |  | F1
| 104 KENILWORTH DR , WOOLWICH TWP, NJ, 08085-2534 | 08085-2534 | WOOLWICH TWP |  |  |  |  | 39.7436 | '-75.35928628 |  | NL |  | P |  | P |  |  |  |  | F1
| 116 KENILWORTH DR , WOOLWICH TWP, NJ, 08085-2534 | 08085-2534 | WOOLWICH TWP |  |  |  |  | 39.7433 | '-75.35816888 |  | NL |  | O | NOT LEAD | O | NOT LEAD
| 12 DANBURY RD , WOOLWICH TWP, NJ, 08085-2512 | 08085-2512 | WOOLWICH TWP |  |  |  |  | 39.742 | '-75.34133815 |  | NL |  | O | NOT LEAD | O | NOT LEAD |  |  |  | RRN
| 191 WESTBROOK DR , WOOLWICH TWP, NJ, 08085-2529 | 08085-2529 | WOOLWICH TWP |  |  |  |  | 39.7405 | '-75.35702389 |  | NL |  | O | NOT LEAD | O | NOT LEAD
| 183 WESTBROOK DR , WOOLWICH TWP, NJ, 08085-2529 | 08085-2529 | WOOLWICH TWP |  |  |  |  | 39.7404 | '-75.35665804 |  | NL |  | C |  | P |  |  |  |  | F1
| 187 WESTBROOK DR , WOOLWICH TWP, NJ, 08085-2529 | 08085-2529 | WOOLWICH TWP |  |  |  |  | 39.7404 | '-75.35685682 |  | NL |  | C |  | C |  |  |  |  | F1
| 181 WESTBROOK DR , WOOLWICH TWP, NJ, 08085-2529 | 08085-2529 | WOOLWICH TWP |  |  |  |  | 39.7404 | '-75.35654848 |  | NL |  | C |  | P |  |  |  |  | F1
| 25 BRATTLEBORO RD , WOOLWICH TWP, NJ, 08085-2517 | 08085-2517 | WOOLWICH TWP |  |  |  |  | 39.7442 | '-75.34601103 |  | NL |  | C |  | P |  |  |  |  | F1
| 10 DUXBURY CT , WOOLWICH TWP, NJ, 08085-2514 | 08085-2514 | WOOLWICH TWP |  |  |  |  | 39.7436 | '-75.34534314 |  | NL |  | O | NOT LEAD | O | NOT LEAD |  |  |  | RRN
| 143 WINDSOR DR , WOOLWICH TWP, NJ, 08085-2521 | 08085-2521 | WOOLWICH TWP |  |  |  |  | 39.7422 | '-75.35879456 |  | NL |  | C |  | P |  |  |  |  | F1
| 180 MAPLE HILL DR , WOOLWICH TWP, NJ, 08085-1365 | 08085-1365 | WOOLWICH TWP |  |  |  |  | 39.7486 | '-75.33623216 |  | NL |  | C |  | P |  |  |  |  | F1
| 263 WINDSOR DR , WOOLWICH TWP, NJ, 08085-2525 | 08085-2525 | WOOLWICH TWP |  |  |  |  | 39.7452 | '-75.35811906 |  | NL |  | O | NOT LEAD | O | NOT LEAD
| 107 KENILWORTH DR , WOOLWICH TWP, NJ, 08085-2533 | 08085-2533 | WOOLWICH TWP |  |  |  |  | 39.7433 | '-75.35870698 |  | NL |  | O | NOT LEAD | P |  |  |  |  | RRN, F1
| 106 KENILWORTH DR , WOOLWICH TWP, NJ, 08085-2534 | 08085-2534 | WOOLWICH TWP |  |  |  |  | 39.7436 | '-75.35910509 |  | NL |  | C |  | P |  |  |  |  | F1
| 209 WINDSOR DR , WOOLWICH TWP, NJ, 08085-2523 | 08085-2523 | WOOLWICH TWP |  |  |  |  | 39.7426 | '-75.35765517 |  | NL |  | C |  | P |  |  |  |  | F1
| 330 WELLINGTON WAY , WOOLWICH TWP, NJ, 08085-2528 | 08085-2528 | WOOLWICH TWP |  |  |  |  | 39.7416 | '-75.35891012 |  | NL |  | O | NOT LEAD | O | NOT LEAD |  |  |  | RRN
| 1 DUXBURY CT , WOOLWICH TWP, NJ, 08085-2513 | 08085-2513 | WOOLWICH TWP |  |  |  |  | 39.7434 | '-75.3445668 |  | NL |  | C |  | P |  |  |  |  | F1
| 4 DANBURY RD , WOOLWICH TWP, NJ, 08085-2512 | 08085-2512 | WOOLWICH TWP |  |  |  |  | 39.7425 | '-75.34081388 |  | NL |  | O | NOT LEAD | O | NOT LEAD
| 17 HILLSIDE DR , WOOLWICH TWP, NJ, 08085-1372 | 08085-1372 | WOOLWICH TWP |  |  |  |  | 39.7505 | '-75.33571502 |  | NL |  | C |  | P |  |  |  |  | F1
| 259 WINDSOR DR , WOOLWICH TWP, NJ, 08085-2525 | 08085-2525 | WOOLWICH TWP |  |  |  |  | 39.7452 | '-75.35766662 |  | NL |  | C |  | P |  |  |  |  | F1
| 312 WELLINGTON WAY , WOOLWICH TWP, NJ, 08085-2528 | 08085-2528 | WOOLWICH TWP |  |  |  |  | 39.7416 | '-75.35954728 |  | NL |  | C |  | P |  |  |  |  | F1
| 20 BRATTLEBORO RD , WOOLWICH TWP, NJ, 08085-2516 | 08085-2516 | WOOLWICH TWP |  |  |  |  | 39.7441 | '-75.34666841 |  | NL |  | C |  | P |  |  |  |  | F1
| 15 HILLSIDE DR , WOOLWICH TWP, NJ, 08085-1372 | 08085-1372 | WOOLWICH TWP |  |  |  |  | 39.7507 | '-75.33568132 |  | NL |  | C |  | P |  |  |  |  | F1
| 5 BROCKTON CT , WOOLWICH TWP, NJ, 08085-2510 | 08085-2510 | WOOLWICH TWP |  |  |  |  | 39.7422 | '-75.33791399 |  | NL |  | C |  | P |  |  |  |  | F1
| 9 BROCKTON CT , WOOLWICH TWP, NJ, 08085-2510 | 08085-2510 | WOOLWICH TWP |  |  |  |  | 39.7424 | '-75.33819892 |  | NL |  | O | NOT LEAD | O | NOT LEAD
| 159 WESTBROOK DR , WOOLWICH TWP, NJ, 08085-2529 | 08085-2529 | WOOLWICH TWP |  |  |  |  | 39.7402 | '-75.35571401 |  | NL |  | C |  | P |  |  |  |  | F1
| 327 WELLINGTON WAY , SWEDESBORO, NJ, 08085-2527 | 08085-2527 | SWEDESBORO |  |  |  |  | 39.7413 | '-75.35885866 |  | NL |  | C |  | P |  |  |  |  | F1
| 157 WESTBROOK DR , WOOLWICH TWP, NJ, 08085-2529 | 08085-2529 | WOOLWICH TWP |  |  |  |  | 39.7402 | '-75.35563741 |  | NL |  | C |  | P |  |  |  |  | F1
| 292 WESTBROOK DR , WOOLWICH TWP, NJ, 08085-2538 | 08085-2538 | WOOLWICH TWP |  |  |  |  | 39.7414 | '-75.3548778 |  | NL |  | O | NOT LEAD | P |  |  |  |  | RRN, F1
| 14 DUXBURY CT , WOOLWICH TWP, NJ, 08085-2514 | 08085-2514 | WOOLWICH TWP |  |  |  |  | 39.7437 | '-75.34565148 |  | NL |  | C |  | P |  |  |  |  | F1
| 11 BROCKTON CT , WOOLWICH TWP, NJ, 08085-2510 | 08085-2510 | WOOLWICH TWP |  |  |  |  | 39.7424 | '-75.33838628 |  | NL |  | C |  | P |  |  |  |  | F1
| 186 WESTBROOK DR , WOOLWICH TWP, NJ, 08085-2536 | 08085-2536 | WOOLWICH TWP |  |  |  |  | 39.7406 | '-75.35675704 |  | NL |  | C |  | P |  |  |  |  | F1
| 184 WESTBROOK DR , WOOLWICH TWP, NJ, 08085-2536 | 08085-2536 | WOOLWICH TWP |  |  |  |  | 39.7406 | '-75.35667662 |  | NL |  | O | NOT LEAD | O | NOT LEAD |  |  |  | RRN
| 136 WESTBROOK DR , WOOLWICH TWP, NJ, 08085-2535 | 08085-2535 | WOOLWICH TWP |  |  |  |  | 39.7406 | '-75.35518881 |  | NL |  | C |  | P |  |  |  |  | F1
| 321 WELLINGTON WAY , WOOLWICH TWP, NJ, 08085-2527 | 08085-2527 | WOOLWICH TWP |  |  |  |  | 39.7412 | '-75.35943186 |  | NL |  | O | NOT LEAD | P |  |  |  |  | RRN, F1
| 238 WESTBROOK DR , WOOLWICH TWP, NJ, 08085-2537 | 08085-2537 | WOOLWICH TWP |  |  |  |  | 39.7415 | '-75.35669362 |  | NL |  | O | NOT LEAD | O | NOT LEAD
| 12 BRATTLEBORO RD , WOOLWICH TWP, NJ, 08085-2516 | 08085-2516 | WOOLWICH TWP |  |  |  |  | 39.7436 | '-75.34688164 |  | NL |  | O | NOT LEAD | C |  |  |  |  | F1
| 221 WINDSOR DR , WOOLWICH TWP, NJ, 08085-2523 | 08085-2523 | WOOLWICH TWP |  |  |  |  | 39.7427 | '-75.35630204 |  | NL |  | C |  | P |  |  |  |  | F1
| 12 DUXBURY CT , WOOLWICH TWP, NJ, 08085-2514 | 08085-2514 | WOOLWICH TWP |  |  |  |  | 39.7436 | '-75.34551162 |  | NL |  | C |  | P |  |  |  |  | F1
| 10 BRATTLEBORO RD , WOOLWICH TWP, NJ, 08085-2516 | 08085-2516 | WOOLWICH TWP |  |  |  |  | 39.7435 | '-75.34692127 |  | NL |  | O | NOT LEAD | O | NOT LEAD
| 14 VALLEY FORGE DR , WOOLWICH TWP, NJ, 08085-4228 | 08085-4228 | WOOLWICH TWP |  |  |  |  | 39.7426 | '-75.33181824 |  | NL |  | C |  | P |  |  |  |  | F1
| 121 WESTBROOK DR , WOOLWICH TWP, NJ, 08085-2529 | 08085-2529 | WOOLWICH TWP |  |  |  |  | 39.7408 | '-75.35457494 |  | NL |  | C |  | P |  |  |  |  | F1
| 119 WESTBROOK DR , WOOLWICH TWP, NJ, 08085-2529 | 08085-2529 | WOOLWICH TWP |  |  |  |  | 39.7409 | '-75.35452482 |  | NL |  | C |  | P |  |  |  |  | F1
| 141 WESTBROOK DR , WOOLWICH TWP, NJ, 08085-2529 | 08085-2529 | WOOLWICH TWP |  |  |  |  | 39.7403 | '-75.35506991 |  | NL |  | C |  | P |  |  |  |  | F1
| 1 BROCKTON CT , WOOLWICH TWP, NJ, 08085-2510 | 08085-2510 | WOOLWICH TWP |  |  |  |  | 39.7418 | '-75.33790114 |  | NL |  | O | NOT LEAD | O | NOT LEAD
| 1 WESTBROOK DR APT 206H, WOOLWICH TWP, NJ, 08085 | 08085 | WOOLWICH TWP |  |  |  |  | 39.7422 | '-75.35451259 |  | NL |  | P |  | P |  |  |  |  | F1
| 1 WESTBROOK DR APT 105H, WOOLWICH TWP, NJ, 08085 | 08085 | WOOLWICH TWP |  |  |  |  | 39.7421 | '-75.35448304 |  | NL |  | O | NOT LEAD | P |  |  |  |  | O, F1 | Institutional Knowledge
| 1 WESTBROOK DR APT 204H, WOOLWICH TWP, NJ, 08085 | 08085 | WOOLWICH TWP |  |  |  |  | 39.7422 | '-75.35448845 |  | NL |  | O | NOT LEAD | O | NOT LEAD |  |  |  | F1
| 1 WESTBROOK DR APT 203H, WOOLWICH TWP, NJ, 08085 | 08085 | WOOLWICH TWP |  |  |  |  | 39.7422 | '-75.35448384 |  | NL |  | P |  | P |  |  |  |  | F1
| 1 WESTBROOK DR APT 104H, WOOLWICH TWP, NJ, 08085 | 08085 | WOOLWICH TWP |  |  |  |  | 39.7422 | '-75.35447933 |  | NL |  | P |  | P |  |  |  |  | F1
| 1 WESTBROOK DR APT 108H, WOOLWICH TWP, NJ, 08085 | 08085 | WOOLWICH TWP |  |  |  |  | 39.7421 | '-75.35456508 |  | NL |  | O | NOT LEAD | O | NOT LEAD |  |  |  | F1
| 1 WESTBROOK DR APT 208H, WOOLWICH TWP, NJ, 08085 | 08085 | WOOLWICH TWP |  |  |  |  | 39.7422 | '-75.35443009 |  | NL |  | C |  | P |  |  |  |  | F1
| 1 WESTBROOK DR APT 207H, WOOLWICH TWP, NJ, 08085 | 08085 | WOOLWICH TWP |  |  |  |  | 39.7421 | '-75.35453148 |  | NL |  | O | NOT LEAD | O | NOT LEAD |  |  |  | F1
| 1 WESTBROOK DR APT 107H, WOOLWICH TWP, NJ, 08085 | 08085 | WOOLWICH TWP |  |  |  |  | 39.7421 | '-75.35454334 |  | NL |  | P |  | P |  |  |  |  | F1
| 1 WESTBROOK DR APT 103H, WOOLWICH TWP, NJ, 08085 | 08085 | WOOLWICH TWP |  |  |  |  | 39.7422 | '-75.35453397 |  | NL |  | O | NOT LEAD | P |  |  |  |  | F1
| 1 WESTBROOK DR APT 106H, WOOLWICH TWP, NJ, 08085 | 08085 | WOOLWICH TWP |  |  |  |  | 39.7421 | '-75.35449588 |  | NL |  | O | NOT LEAD | O | NOT LEAD |  |  |  | F1
| 1 WESTBROOK DR APT 205H, WOOLWICH TWP, NJ, 08085 | 08085 | WOOLWICH TWP |  |  |  |  | 39.7421 | '-75.35446373 |  | NL |  | P |  | P |  |  |  |  | F1
| 1 WESTBROOK DR APT 101H, WOOLWICH TWP, NJ, 08085 | 08085 | WOOLWICH TWP |  |  |  |  | 39.7422 | '-75.35444284 |  | NL |  | O | NOT LEAD | P |  |  |  |  | F1
| 1 WESTBROOK DR APT 201H, WOOLWICH TWP, NJ, 08085 | 08085 | WOOLWICH TWP |  |  |  |  | 39.7422 | '-75.35456253 |  | NL |  | O | NOT LEAD | O | NOT LEAD |  |  |  | F1
| 1 WESTBROOK DR APT 102H, WOOLWICH TWP, NJ, 08085 | 08085 | WOOLWICH TWP |  |  |  |  | 39.7421 | '-75.35445753 |  | NL |  | C |  | P |  |  |  |  | F1
| 1 WESTBROOK DR APT 202H, WOOLWICH TWP, NJ, 08085 | 08085 | WOOLWICH TWP |  |  |  |  | 39.742 | '-75.35439728 |  | NL |  | O | NOT LEAD | O | NOT LEAD |  |  |  | F1
| 18 BRATTLEBORO RD , WOOLWICH TWP, NJ, 08085-2516 | 08085-2516 | WOOLWICH TWP |  |  |  |  | 39.744 | '-75.34670628 |  | NL |  | O | NOT LEAD | O | NOT LEAD
| 331 WELLINGTON WAY , WOOLWICH TWP, NJ, 08085-2527 | 08085-2527 | WOOLWICH TWP |  |  |  |  | 39.7415 | '-75.35852141 |  | NL |  | C |  | P |  |  |  |  | F1
| 241 WINDSOR DR , WOOLWICH TWP, NJ, 08085-2523 | 08085-2523 | WOOLWICH TWP |  |  |  |  | 39.7442 | '-75.35634898 |  | NL |  | C |  | P |  |  |  |  | F1
| 5 DUXBURY CT , WOOLWICH TWP, NJ, 08085-2513 | 08085-2513 | WOOLWICH TWP |  |  |  |  | 39.7436 | '-75.34476572 |  | NL |  | O | NOT LEAD | O | NOT LEAD |  |  |  | RRN
| 7 DUXBURY CT , WOOLWICH TWP, NJ, 08085-2513 | 08085-2513 | WOOLWICH TWP |  |  |  |  | 39.7437 | '-75.34490632 |  | NL |  | C |  | P |  |  |  |  | F1
| 15 BROCKTON CT , WOOLWICH TWP, NJ, 08085-2510 | 08085-2510 | WOOLWICH TWP |  |  |  |  | 39.7425 | '-75.338754 |  | NL |  | C |  | P |  |  |  |  | F1
| 8 DUXBURY CT , WOOLWICH TWP, NJ, 08085-2514 | 08085-2514 | WOOLWICH TWP |  |  |  |  | 39.7435 | '-75.34524005 |  | NL |  | O | NOT LEAD | O | NOT LEAD
| 23 BROCKTON CT , WOOLWICH TWP, NJ, 08085-2510 | 08085-2510 | WOOLWICH TWP |  |  |  |  | 39.7426 | '-75.33958866 |  | NL |  | O | NOT LEAD | O | NOT LEAD
| 3 BROCKTON CT , WOOLWICH TWP, NJ, 08085-2510 | 08085-2510 | WOOLWICH TWP |  |  |  |  | 39.742 | '-75.33787309 |  | NL |  | C |  | P |  |  |  |  | F1
| 185 WESTBROOK DR , WOOLWICH TWP, NJ, 08085-2529 | 08085-2529 | WOOLWICH TWP |  |  |  |  | 39.7404 | '-75.35677504 |  | NL |  | C |  | P |  |  |  |  | F1
| 189 WESTBROOK DR , WOOLWICH TWP, NJ, 08085-2529 | 08085-2529 | WOOLWICH TWP |  |  |  |  | 39.7404 | '-75.3569317 |  | NL |  | C |  | P |  |  |  |  | F1
| 15 DUXBURY CT , WOOLWICH TWP, NJ, 08085-2513 | 08085-2513 | WOOLWICH TWP |  |  |  |  | 39.7439 | '-75.34549595 |  | NL |  | C |  | P |  |  |  |  | F1
| 21 BROCKTON CT , SWEDESBORO, NJ, 08085-2510 | 08085-2510 | SWEDESBORO |  |  |  |  | 39.7427 | '-75.33940809 |  | NL |  | O | NOT LEAD | O | NOT LEAD
| 236 WESTBROOK DR , WOOLWICH TWP, NJ, 08085-2537 | 08085-2537 | WOOLWICH TWP |  |  |  |  | 39.7415 | '-75.35677686 |  | NL |  | C |  | P |  |  |  |  | F1
| 26 BRATTLEBORO RD , WOOLWICH TWP, NJ, 08085-2516 | 08085-2516 | WOOLWICH TWP |  |  |  |  | 39.7444 | '-75.34642499 |  | NL |  | O | NOT LEAD | O | NOT LEAD
| 3 DUXBURY CT , SWEDESBORO, NJ, 08085-2513 | 08085-2513 | SWEDESBORO |  |  |  |  | 39.7435 | '-75.34466562 |  | NL |  | O | NOT LEAD | O | NOT LEAD
| 13 DUXBURY CT , WOOLWICH TWP, NJ, 08085-2513 | 08085-2513 | WOOLWICH TWP |  |  |  |  | 39.7438 | '-75.34535448 |  | NL |  | O | NOT LEAD | O | NOT LEAD
| 167 WESTBROOK DR , WOOLWICH TWP, NJ, 08085-2529 | 08085-2529 | WOOLWICH TWP |  |  |  |  | 39.7402 | '-75.35596269 |  | NL |  | C |  | P |  |  |  |  | F1
| 117 WESTBROOK DR , WOOLWICH TWP, NJ, 08085-2529 | 08085-2529 | WOOLWICH TWP |  |  |  |  | 39.7409 | '-75.3544747 |  | NL |  | O | NOT LEAD | O | NOT LEAD
| 290 WESTBROOK DR , WOOLWICH TWP, NJ, 08085-2538 | 08085-2538 | WOOLWICH TWP |  |  |  |  | 39.7414 | '-75.35494223 |  | NL |  | C |  | P |  |  |  |  | F1
| 7 BROCKTON CT , WOOLWICH TWP, NJ, 08085-2510 | 08085-2510 | WOOLWICH TWP |  |  |  |  | 39.7423 | '-75.33803686 |  | NL |  | O | NOT LEAD | O | NOT LEAD |  |  |  | F1
| 1 WESTBROOK DR APT 101J, WOOLWICH TWP, NJ, 08085 | 08085 | WOOLWICH TWP |  |  |  |  | 39.7421 | '-75.35441597 |  | NL |  | P |  | P |  |  |  |  | F1
| 1 WESTBROOK DR APT 102J, WOOLWICH TWP, NJ, 08085 | 08085 | WOOLWICH TWP |  |  |  |  | 39.742 | '-75.35441003 |  | NL |  | O | NOT LEAD | P |  |  |  |  | F1
| 1 WESTBROOK DR APT 103J, WOOLWICH TWP, NJ, 08085 | 08085 | WOOLWICH TWP |  |  |  |  | 39.742 | '-75.35434235 |  | NL |  | O | NOT LEAD | O | NOT LEAD |  |  |  | F1
| 1 WESTBROOK DR APT 104J, WOOLWICH TWP, NJ, 08085 | 08085 | WOOLWICH TWP |  |  |  |  | 39.7421 | '-75.35450337 |  | NL |  | O | NOT LEAD | P |  |  |  |  | F1
| 1 WESTBROOK DR APT 105J, WOOLWICH TWP, NJ, 08085 | 08085 | WOOLWICH TWP |  |  |  |  | 39.7421 | '-75.35455302 |  | NL |  | O | NOT LEAD | O | NOT LEAD |  |  |  | F1
| 1 WESTBROOK DR APT 106J, WOOLWICH TWP, NJ, 08085 | 08085 | WOOLWICH TWP |  |  |  |  | 39.7421 | '-75.35443724 |  | NL |  | O | NOT LEAD | O | NOT LEAD |  |  |  | F1
| 1 WESTBROOK DR APT 107J, WOOLWICH TWP, NJ, 08085 | 08085 | WOOLWICH TWP |  |  |  |  | 39.7422 | '-75.35457743 |  | NL |  | O | NOT LEAD | O | NOT LEAD
| 1 WESTBROOK DR APT 108J, WOOLWICH TWP, NJ, 08085 | 08085 | WOOLWICH TWP |  |  |  |  | 39.7422 | '-75.35455017 |  | NL |  | O | NOT LEAD | O | NOT LEAD |  |  |  | F1
| 1 WESTBROOK DR APT 201J, WOOLWICH TWP, NJ, 08085 | 08085 | WOOLWICH TWP |  |  |  |  | 39.7421 | '-75.35449595 |  | NL |  | O | NOT LEAD | O | NOT LEAD |  |  |  | F1
| 1 WESTBROOK DR APT 202J, WOOLWICH TWP, NJ, 08085 | 08085 | WOOLWICH TWP |  |  |  |  | 39.7421 | '-75.35450814 |  | NL |  | O | NOT LEAD | O | NOT LEAD |  |  |  | F1
| 1 WESTBROOK DR APT 203J, WOOLWICH TWP, NJ, 08085 | 08085 | WOOLWICH TWP |  |  |  |  | 39.7421 | '-75.35445918 |  | NL |  | O | NOT LEAD | O | NOT LEAD |  |  |  | F1
| 1 WESTBROOK DR APT 204J, WOOLWICH TWP, NJ, 08085 | 08085 | WOOLWICH TWP |  |  |  |  | 39.742 | '-75.3544331 |  | NL |  | O | NOT LEAD | O | NOT LEAD |  |  |  | F1
| 1 WESTBROOK DR APT 205J, WOOLWICH TWP, NJ, 08085 | 08085 | WOOLWICH TWP |  |  |  |  | 39.7421 | '-75.35443641 |  | NL |  | O | NOT LEAD | O | NOT LEAD |  |  |  | F1
| 1 WESTBROOK DR APT 206J, WOOLWICH TWP, NJ, 08085 | 08085 | WOOLWICH TWP |  |  |  |  | 39.742 | '-75.35451953 |  | NL |  | O | NOT LEAD | O | NOT LEAD |  |  |  | F1
| 1 WESTBROOK DR APT 207J, WOOLWICH TWP, NJ, 08085 | 08085 | WOOLWICH TWP |  |  |  |  | 39.742 | '-75.35445984 |  | NL |  | O | NOT LEAD | O | NOT LEAD |  |  |  | F1
| 1 WESTBROOK DR APT 208J, WOOLWICH TWP, NJ, 08085 | 08085 | WOOLWICH TWP |  |  |  |  | 39.7421 | '-75.35451903 |  | NL |  | C |  | O | NOT LEAD |  |  |  | F1, O | Institutional Knowledge
| 161 WESTBROOK DR , WOOLWICH TWP, NJ, 08085-2529 | 08085-2529 | WOOLWICH TWP |  |  |  |  | 39.7402 | '-75.35583332 |  | NL |  | C |  | P |  |  |  |  | F1
| 197 WESTBROOK DR , WOOLWICH TWP, NJ, 08085-2529 | 08085-2529 | WOOLWICH TWP |  |  |  |  | 39.7406 | '-75.35722855 |  | NL |  | C |  | P |  |  |  |  | F1
| 195 WESTBROOK DR , WOOLWICH TWP, NJ, 08085-2529 | 08085-2529 | WOOLWICH TWP |  |  |  |  | 39.7405 | '-75.35715246 |  | NL |  | O | NOT LEAD | O | NOT LEAD
| 19 BROCKTON CT , WOOLWICH TWP, NJ, 08085-2510 | 08085-2510 | WOOLWICH TWP |  |  |  |  | 39.7426 | '-75.33909586 |  | NL |  | C |  | P |  |  |  |  | F1
| 107 SOMERFIELD RD , WOOLWICH TWP, NJ, 08085-2505 | 08085-2505 | WOOLWICH TWP |  |  |  |  | 39.7431 | '-75.34406461 |  | NL |  | C |  | P |  |  |  |  | F1
| 201 WESTBROOK DR , WOOLWICH TWP, NJ, 08085-2539 | 08085-2539 | WOOLWICH TWP |  |  |  |  | 39.7407 | '-75.35733199 |  | NL |  | O | NOT LEAD | O | NOT LEAD |  |  |  | RRN
| 199 WESTBROOK DR , WOOLWICH TWP, NJ, 08085-2529 | 08085-2529 | WOOLWICH TWP |  |  |  |  | 39.7406 | '-75.35729027 |  | NL |  | C |  | P |  |  |  |  | F1
| 1 WESTBROOK DR APT 101K, WOOLWICH TWP, NJ, 08085 | 08085 | WOOLWICH TWP |  |  |  |  | 39.7422 | '-75.35443693 |  | NL |  | O | NOT LEAD | O | NOT LEAD |  |  |  | F1
| 1 WESTBROOK DR APT 102K, WOOLWICH TWP, NJ, 08085 | 08085 | WOOLWICH TWP |  |  |  |  | 39.7421 | '-75.3545629 |  | NL |  | O | NOT LEAD | P |  |  |  |  | F1
| 1 WESTBROOK DR APT 103K, WOOLWICH TWP, NJ, 08085 | 08085 | WOOLWICH TWP |  |  |  |  | 39.7422 | '-75.35455634 |  | NL |  | O | NOT LEAD | O | NOT LEAD |  |  |  | F1
| 1 WESTBROOK DR APT 104K, WOOLWICH TWP, NJ, 08085 | 08085 | WOOLWICH TWP |  |  |  |  | 39.742 | '-75.35453914 |  | NL |  | O | NOT LEAD | P |  |  |  |  | F1
| 1 WESTBROOK DR APT 105K, WOOLWICH TWP, NJ, 08085 | 08085 | WOOLWICH TWP |  |  |  |  | 39.7421 | '-75.35453822 |  | NL |  | P |  | P |  |  |  |  | F1
| 1 WESTBROOK DR APT 106K, WOOLWICH TWP, NJ, 08085 | 08085 | WOOLWICH TWP |  |  |  |  | 39.742 | '-75.35436721 |  | NL |  | O | NOT LEAD | O | NOT LEAD
| 1 WESTBROOK DR APT 107K, WOOLWICH TWP, NJ, 08085 | 08085 | WOOLWICH TWP |  |  |  |  | 39.7421 | '-75.3544483 |  | NL |  | O | NOT LEAD | O | NOT LEAD |  |  |  | F1
| 1 WESTBROOK DR APT 108K, WOOLWICH TWP, NJ, 08085 | 08085 | WOOLWICH TWP |  |  |  |  | 39.7422 | '-75.35450438 |  | NL |  | P |  | P |  |  |  |  | F1
| 1 WESTBROOK DR APT 201K, WOOLWICH TWP, NJ, 08085 | 08085 | WOOLWICH TWP |  |  |  |  | 39.7422 | '-75.35453626 |  | NL |  | O | NOT LEAD | O | NOT LEAD |  |  |  | F1
| 1 WESTBROOK DR APT 202K, WOOLWICH TWP, NJ, 08085 | 08085 | WOOLWICH TWP |  |  |  |  | 39.7422 | '-75.35444314 |  | NL |  | P |  | P |  |  |  |  | F1
| 1 WESTBROOK DR APT 203K, WOOLWICH TWP, NJ, 08085 | 08085 | WOOLWICH TWP |  |  |  |  | 39.7421 | '-75.354402 |  | NL |  | O | NOT LEAD | P |  |  |  |  | O, F1 | Institutional Knowledge
| 1 WESTBROOK DR APT 204K, WOOLWICH TWP, NJ, 08085 | 08085 | WOOLWICH TWP |  |  |  |  | 39.742 | '-75.35442537 |  | NL |  | O | NOT LEAD | O | NOT LEAD |  |  |  | F1
| 1 WESTBROOK DR APT 207K, WOOLWICH TWP, NJ, 08085 | 08085 | WOOLWICH TWP |  |  |  |  | 39.7422 | '-75.35442233 |  | NL |  | O | NOT LEAD | P |  |  |  |  | F1
| 1 WESTBROOK DR APT 206K, WOOLWICH TWP, NJ, 08085 | 08085 | WOOLWICH TWP |  |  |  |  | 39.742 | '-75.35444966 |  | NL |  | O | NOT LEAD | O | NOT LEAD |  |  |  | F1
| 1 WESTBROOK DR APT 205K, WOOLWICH TWP, NJ, 08085 | 08085 | WOOLWICH TWP |  |  |  |  | 39.7422 | '-75.35443341 |  | NL |  | O | NOT LEAD | O | NOT LEAD |  |  |  | F1
| 1 WESTBROOK DR APT 208K, WOOLWICH TWP, NJ, 08085 | 08085 | WOOLWICH TWP |  |  |  |  | 39.7421 | '-75.35430776 |  | NL |  | O | NOT LEAD | P |  |  |  |  | F1
| 13 BROCKTON CT , WOOLWICH TWP, NJ, 08085-2510 | 08085-2510 | WOOLWICH TWP |  |  |  |  | 39.7425 | '-75.33854267 |  | NL |  | C |  | P |  |  |  |  | F1
| 133 WESTBROOK DR , WOOLWICH TWP, NJ, 08085-2529 | 08085-2529 | WOOLWICH TWP |  |  |  |  | 39.7405 | '-75.35486066 |  | NL |  | O | NOT LEAD | O | NOT LEAD
| 16 MAPLEGROVE CT , WOOLWICH TWP, NJ, 08085-2501 | 08085-2501 | WOOLWICH TWP |  |  |  |  | 39.7414 | '-75.34050105 |  | NL |  | C |  | P |  |  |  |  | F1
| 17 BROCKTON CT , WOOLWICH TWP, NJ, 08085-2510 | 08085-2510 | WOOLWICH TWP |  |  |  |  | 39.7397 | '-75.33627614 |  | NL |  | O | NOT LEAD | O | NOT LEAD |  |  |  | RRN
| 310 KESWICK DR , WOOLWICH TWP, NJ, 08085-2540 | 08085-2540 | WOOLWICH TWP |  |  |  |  | 39.7409 | '-75.35576807 |  | NL |  | C |  | P |  |  |  |  | F1
| 135 WESTBROOK DR , WOOLWICH TWP, NJ, 08085-2529 | 08085-2529 | WOOLWICH TWP |  |  |  |  | 39.7405 | '-75.35490928 |  | NL |  | C |  | P |  |  |  |  | F1
| 22 BRATTLEBORO RD , WOOLWICH TWP, NJ, 08085-2516 | 08085-2516 | WOOLWICH TWP |  |  |  |  | 39.7442 | '-75.34658956 |  | NL |  | C |  | P |  |  |  |  | F1
| 16 BRATTLEBORO RD , WOOLWICH TWP, NJ, 08085-2516 | 08085-2516 | WOOLWICH TWP |  |  |  |  | 39.7438 | '-75.34679738 |  | NL |  | P |  | P |  |  |  |  | F1
| 14 BRATTLEBORO RD , WOOLWICH TWP, NJ, 08085-2516 | 08085-2516 | WOOLWICH TWP |  |  |  |  | 39.7437 | '-75.34684446 |  | NL |  | C |  | P |  |  |  |  | F1
| 103 SOMERFIELD RD , WOOLWICH TWP, NJ, 08085-2505 | 08085-2505 | WOOLWICH TWP |  |  |  |  | 39.7432 | '-75.34369887 |  | NL |  | O | NOT LEAD | P |  |  |  |  | RRN, F1
| 1 WESTBROOK DR APT 208L, WOOLWICH TWP, NJ, 08085 | 08085 | WOOLWICH TWP |  |  |  |  | 39.7421 | '-75.35461974 |  | NL |  | O | NOT LEAD | O | NOT LEAD |  |  |  | F1
| 1 WESTBROOK DR APT 207L, WOOLWICH TWP, NJ, 08085 | 08085 | WOOLWICH TWP |  |  |  |  | 39.742 | '-75.35445505 |  | NL |  | O | NOT LEAD | O | NOT LEAD |  |  |  | F1
| 1 WESTBROOK DR APT 206L, WOOLWICH TWP, NJ, 08085 | 08085 | WOOLWICH TWP |  |  |  |  | 39.7422 | '-75.35443999 |  | NL |  | O | NOT LEAD | O | NOT LEAD |  |  |  | F1
| 1 WESTBROOK DR APT 205L, WOOLWICH TWP, NJ, 08085 | 08085 | WOOLWICH TWP |  |  |  |  | 39.7421 | '-75.35457704 |  | NL |  | P |  | P |  |  |  |  | F1
| 1 WESTBROOK DR APT 204L, WOOLWICH TWP, NJ, 08085 | 08085 | WOOLWICH TWP |  |  |  |  | 39.7421 | '-75.35440352 |  | NL |  | O | NOT LEAD | O | NOT LEAD |  |  |  | F1
| 1 WESTBROOK DR APT 203L, WOOLWICH TWP, NJ, 08085 | 08085 | WOOLWICH TWP |  |  |  |  | 39.7422 | '-75.3543877 |  | NL |  | O | NOT LEAD | O | NOT LEAD |  |  |  | F1
| 1 WESTBROOK DR APT 202L, WOOLWICH TWP, NJ, 08085 | 08085 | WOOLWICH TWP |  |  |  |  | 39.7421 | '-75.3543551 |  | NL |  | O | NOT LEAD | O | NOT LEAD |  |  |  | F1
| 1 WESTBROOK DR APT 201L, WOOLWICH TWP, NJ, 08085 | 08085 | WOOLWICH TWP |  |  |  |  | 39.7421 | '-75.35454509 |  | NL |  | O | NOT LEAD | O | NOT LEAD |  |  |  | F1
| 1 WESTBROOK DR APT 108L, WOOLWICH TWP, NJ, 08085 | 08085 | WOOLWICH TWP |  |  |  |  | 39.7421 | '-75.35449692 |  | NL |  | P |  | P |  |  |  |  | F1
| 1 WESTBROOK DR APT 107L, WOOLWICH TWP, NJ, 08085 | 08085 | WOOLWICH TWP |  |  |  |  | 39.7421 | '-75.35448696 |  | NL |  | O | NOT LEAD | O | NOT LEAD |  |  |  | F1
| 1 WESTBROOK DR APT 106L, WOOLWICH TWP, NJ, 08085 | 08085 | WOOLWICH TWP |  |  |  |  | 39.7422 | '-75.35445073 |  | NL |  | O | NOT LEAD | P |  |  |  |  | F1
| 1 WESTBROOK DR APT 105L, WOOLWICH TWP, NJ, 08085 | 08085 | WOOLWICH TWP |  |  |  |  | 39.742 | '-75.35442944 |  | NL |  | O | NOT LEAD | P |  |  |  |  | F1
| 1 WESTBROOK DR APT 104L, WOOLWICH TWP, NJ, 08085 | 08085 | WOOLWICH TWP |  |  |  |  | 39.7421 | '-75.35459852 |  | NL |  | P |  | P |  |  |  |  | F1
| 1 WESTBROOK DR APT 103L, WOOLWICH TWP, NJ, 08085 | 08085 | WOOLWICH TWP |  |  |  |  | 39.7421 | '-75.35432518 |  | NL |  | O | NOT LEAD | O | NOT LEAD |  |  |  | F1
| 1 WESTBROOK DR APT L102, WOOLWICH TWP, NJ, 08085-2558 | 08085-2558 | WOOLWICH TWP |  |  |  |  | 39.7421 | '-75.35448619 |  | NL |  | O | NOT LEAD | O | NOT LEAD |  |  |  | F1
| 1 WESTBROOK DR APT 101L, WOOLWICH TWP, NJ, 08085 | 08085 | WOOLWICH TWP |  |  |  |  | 39.7421 | '-75.35459959 |  | NL |  | O | NOT LEAD | O | NOT LEAD |  |  |  | F1
| 171 WESTBROOK DR , WOOLWICH TWP, NJ, 08085-2529 | 08085-2529 | WOOLWICH TWP |  |  |  |  | 39.7403 | '-75.35615071 |  | NL |  | C |  | P |  |  |  |  | F1
| 139 WESTBROOK DR , WOOLWICH TWP, NJ, 08085-2529 | 08085-2529 | WOOLWICH TWP |  |  |  |  | 39.7404 | '-75.35500019 |  | NL |  | C |  | P |  |  |  |  | F1
| 109 WESTBROOK DR , WOOLWICH TWP, NJ, 08085-2529 | 08085-2529 | WOOLWICH TWP |  |  |  |  | 39.7412 | '-75.3542116 |  | NL |  | C |  | P |  |  |  |  | F1
| 105 WESTBROOK DR , WOOLWICH TWP, NJ, 08085-2529 | 08085-2529 | WOOLWICH TWP |  |  |  |  | 39.7413 | '-75.35408153 |  | NL |  | O | NOT LEAD | O | NOT LEAD
| 24 BRATTLEBORO RD , WOOLWICH TWP, NJ, 08085-2516 | 08085-2516 | WOOLWICH TWP |  |  |  |  | 39.7443 | '-75.34648574 |  | NL |  | P |  | P |  |  |  |  | F1
| 11 DUXBURY CT , WOOLWICH TWP, NJ, 08085-2513 | 08085-2513 | WOOLWICH TWP |  |  |  |  | 39.7438 | '-75.34522438 |  | NL |  | O | NOT LEAD | O | NOT LEAD |  |  |  | RRN
| 209 WESTBROOK DR , WOOLWICH TWP, NJ, 08085-2539 | 08085-2539 | WOOLWICH TWP |  |  |  |  | 39.7409 | '-75.35738545 |  | NL |  | O | NOT LEAD | O | NOT LEAD
| 131 WESTBROOK DR , WOOLWICH TWP, NJ, 08085-2529 | 08085-2529 | WOOLWICH TWP |  |  |  |  | 39.7406 | '-75.35475779 |  | NL |  | C |  | P |  |  |  |  | F1
| 211 WESTBROOK DR , WOOLWICH TWP, NJ, 08085-2539 | 08085-2539 | WOOLWICH TWP |  |  |  |  | 39.741 | '-75.35740643 |  | NL |  | O | NOT LEAD | O | NOT LEAD
| 207 WESTBROOK DR , WOOLWICH TWP, NJ, 08085-2539 | 08085-2539 | WOOLWICH TWP |  |  |  |  | 39.7408 | '-75.3574174 |  | NL |  | C |  | P |  |  |  |  | F1
| 103 WESTBROOK DR , WOOLWICH TWP, NJ, 08085-2529 | 08085-2529 | WOOLWICH TWP |  |  |  |  | 39.7414 | '-75.35406282 |  | NL |  | C |  | P |  |  |  |  | F1
| 9 MANSION DR , WOOLWICH TWP, NJ, 08085-5061 | 08085-5061 | WOOLWICH TWP |  |  |  |  | 39.7405 | '-75.33407148 |  | NL |  | O | NOT LEAD | O | NOT LEAD
| 7 BRIGHTON PL , WOOLWICH TWP, NJ, 08085-5060 | 08085-5060 | WOOLWICH TWP |  |  |  |  | 39.7396 | '-75.33493703 |  | NL |  | C |  | P |  |  |  |  | F1
| 107 WESTBROOK DR , WOOLWICH TWP, NJ, 08085-2529 | 08085-2529 | WOOLWICH TWP |  |  |  |  | 39.7413 | '-75.35412602 |  | NL |  | O | NOT LEAD | O | NOT LEAD
| 2 MANSION DR , WOOLWICH TWP, NJ, 08085-5061 | 08085-5061 | WOOLWICH TWP |  |  |  |  | 39.7402 | '-75.33357291 |  | NL |  | C |  | P |  |  |  |  | F1
| 4 BRIGHTON PL , SWEDESBORO, NJ, 08085-5060 | 08085-5060 | SWEDESBORO |  |  |  |  | 39.7396 | '-75.3336965 |  | NL |  | O | NOT LEAD | O | NOT LEAD
| 12 BRIGHTON PL , WOOLWICH TWP, NJ, 08085-5060 | 08085-5060 | WOOLWICH TWP |  |  |  |  | 39.7394 | '-75.33544683 |  | NL |  | C |  | P |  |  |  |  | F1
| 175 WESTBROOK DR , WOOLWICH TWP, NJ, 08085-2529 | 08085-2529 | WOOLWICH TWP |  |  |  |  | 39.7403 | '-75.356301 |  | NL |  | C |  | P |  |  |  |  | F1
| 137 WESTBROOK DR , WOOLWICH TWP, NJ, 08085-2529 | 08085-2529 | WOOLWICH TWP |  |  |  |  | 39.7405 | '-75.35493079 |  | NL |  | O | NOT LEAD | O | NOT LEAD
| 9 BRIGHTON PL , WOOLWICH TWP, NJ, 08085-5060 | 08085-5060 | WOOLWICH TWP |  |  |  |  | 39.7396 | '-75.33513638 |  | NL |  | C |  | P |  |  |  |  | F1
| 111 WESTBROOK DR , WOOLWICH TWP, NJ, 08085-2529 | 08085-2529 | WOOLWICH TWP |  |  |  |  | 39.7411 | '-75.35425863 |  | NL |  | C |  | P |  |  |  |  | F1
| 9 DUXBURY CT , WOOLWICH TWP, NJ, 08085-2513 | 08085-2513 | WOOLWICH TWP |  |  |  |  | 39.7437 | '-75.34505027 |  | NL |  | C |  | P |  |  |  |  | F1
| 5 BRIGHTON PL , WOOLWICH TWP, NJ, 08085-5060 | 08085-5060 | WOOLWICH TWP |  |  |  |  | 39.7395 | '-75.33474705 |  | NL |  | C |  | P |  |  |  |  | F1
| 316 KESWICK DR , WOOLWICH TWP, NJ, 08085-2540 | 08085-2540 | WOOLWICH TWP |  |  |  |  | 39.7411 | '-75.35564543 |  | NL |  | C |  | P |  |  |  |  | F1
| 4 MANSION DR , WOOLWICH TWP, NJ, 08085-5061 | 08085-5061 | WOOLWICH TWP |  |  |  |  | 39.7404 | '-75.33356108 |  | NL |  | C |  | P |  |  |  |  | F1
| 13 BRIGHTON PL , WOOLWICH TWP, NJ, 08085-5060 | 08085-5060 | WOOLWICH TWP |  |  |  |  | 39.7397 | '-75.33558198 |  | NL |  | C |  | P |  |  |  |  | F1
| 225 WINDSOR DR , WOOLWICH TWP, NJ, 08085-2523 | 08085-2523 | WOOLWICH TWP |  |  |  |  | 39.7429 | '-75.35605322 |  | NL |  | O | NOT LEAD | C |  |  |  |  | RRN, F1
| 330 KESWICK DR , WOOLWICH TWP, NJ, 08085-2540 | 08085-2540 | WOOLWICH TWP |  |  |  |  | 39.7415 | '-75.35569016 |  | NL |  | C |  | P |  |  |  |  | F1
| 328 KESWICK DR , WOOLWICH TWP, NJ, 08085-2540 | 08085-2540 | WOOLWICH TWP |  |  |  |  | 39.7415 | '-75.35567968 |  | NL |  | C |  | P |  |  |  |  | F1
| 335 WELLINGTON WAY , WOOLWICH TWP, NJ, 08085-2527 | 08085-2527 | WOOLWICH TWP |  |  |  |  | 39.7419 | '-75.35852252 |  | NL |  | O | NOT LEAD | O | NOT LEAD |  |  |  | RRN
| 6 MANSION DR , WOOLWICH TWP, NJ, 08085-5061 | 08085-5061 | WOOLWICH TWP |  |  |  |  | 39.7405 | '-75.33362838 |  | NL |  | C |  | P |  |  |  |  | F1
| 177 WESTBROOK DR , WOOLWICH TWP, NJ, 08085-2529 | 08085-2529 | WOOLWICH TWP |  |  |  |  | 39.7403 | '-75.35644479 |  | NL |  | C |  | P |  |  |  |  | F1
| 25 BRIGHTON PL , WOOLWICH TWP, NJ, 08085-5060 | 08085-5060 | WOOLWICH TWP |  |  |  |  | 39.7399 | '-75.33721255 |  | NL |  | O | NOT LEAD | O | NOT LEAD
| 15 MANSION DR , WOOLWICH TWP, NJ, 08085-5061 | 08085-5061 | WOOLWICH TWP |  |  |  |  | 39.7407 | '-75.3345307 |  | NL |  | O | NOT LEAD | O | NOT LEAD |  |  |  | RRN
| 125 WESTBROOK DR , WOOLWICH TWP, NJ, 08085-2529 | 08085-2529 | WOOLWICH TWP |  |  |  |  | 39.7407 | '-75.35466505 |  | NL |  | O | NOT LEAD | O | NOT LEAD
| 205 WESTBROOK DR , WOOLWICH TWP, NJ, 08085-2539 | 08085-2539 | WOOLWICH TWP |  |  |  |  | 39.7408 | '-75.35737243 |  | NL |  | C |  | P |  |  |  |  | F1
| 162 WESTBROOK DR , WOOLWICH TWP, NJ, 08085-2535 | 08085-2535 | WOOLWICH TWP |  |  |  |  | 39.7404 | '-75.35568523 |  | NL |  | C |  | P |  |  |  |  | F1
| 213 WESTBROOK DR , WOOLWICH TWP, NJ, 08085-2539 | 08085-2539 | WOOLWICH TWP |  |  |  |  | 39.741 | '-75.35735933 |  | NL |  | C |  | P |  |  |  |  | F1
| 227 WESTBROOK DR , WOOLWICH TWP, NJ, 08085-2539 | 08085-2539 | WOOLWICH TWP |  |  |  |  | 39.7414 | '-75.35716756 |  | NL |  | C |  | P |  |  |  |  | F1
| 29 BRATTLEBORO RD , WOOLWICH TWP, NJ, 08085-2517 | 08085-2517 | WOOLWICH TWP |  |  |  |  | 39.7444 | '-75.34577547 |  | NL |  | O | NOT LEAD | O | NOT LEAD
| 36 BRIGHTON PL , WOOLWICH TWP, NJ, 08085-5060 | 08085-5060 | WOOLWICH TWP |  |  |  |  | 39.7399 | '-75.33774167 |  | NL |  | P |  | P |  |  |  |  | F1
| 38 BRIGHTON PL , SWEDESBORO, NJ, 08085-5060 | 08085-5060 | SWEDESBORO |  |  |  |  | 39.74 | '-75.33786091 |  | NL |  | P |  | P |  |  |  |  | F1
| 22 BRIGHTON PL , WOOLWICH TWP, NJ, 08085-5060 | 08085-5060 | WOOLWICH TWP |  |  |  |  | 39.7394 | '-75.33651447 |  | NL |  | C |  | P |  |  |  |  | F1
| 34 BRIGHTON PL , WOOLWICH TWP, NJ, 08085-5060 | 08085-5060 | WOOLWICH TWP |  |  |  |  | 39.7397 | '-75.33751615 |  | NL |  | C |  | P |  |  |  |  | F1
| 298 WESTBROOK DR , WOOLWICH TWP, NJ, 08085-2538 | 08085-2538 | WOOLWICH TWP |  |  |  |  | 39.7412 | '-75.3546482 |  | NL |  | C |  | P |  |  |  |  | F1
| 223 WESTBROOK DR , WOOLWICH TWP, NJ, 08085-2539 | 08085-2539 | WOOLWICH TWP |  |  |  |  | 39.7413 | '-75.35721803 |  | NL |  | O | NOT LEAD | O | NOT LEAD |  |  |  | RRN
| 219 WESTBROOK DR , WOOLWICH TWP, NJ, 08085-2539 | 08085-2539 | WOOLWICH TWP |  |  |  |  | 39.7412 | '-75.35729945 |  | NL |  | C |  | P |  |  |  |  | F1
| 115 WESTBROOK DR , WOOLWICH TWP, NJ, 08085-2529 | 08085-2529 | WOOLWICH TWP |  |  |  |  | 39.741 | '-75.35436567 |  | NL |  | O | NOT LEAD | O | NOT LEAD |  |  |  | RRN
| 314 KESWICK DR , WOOLWICH TWP, NJ, 08085-2540 | 08085-2540 | WOOLWICH TWP |  |  |  |  | 39.741 | '-75.35570784 |  | NL |  | C |  | P |  |  |  |  | F1
| 221 WESTBROOK DR , WOOLWICH TWP, NJ, 08085-2539 | 08085-2539 | WOOLWICH TWP |  |  |  |  | 39.7413 | '-75.35726163 |  | NL |  | O | NOT LEAD | O | NOT LEAD
| 124 WESTBROOK DR , WOOLWICH TWP, NJ, 08085-2535 | 08085-2535 | WOOLWICH TWP |  |  |  |  | 39.741 | '-75.35482518 |  | NL |  | C |  | C |  |  |  |  | F1
| 166 WESTBROOK DR , WOOLWICH TWP, NJ, 08085-2535 | 08085-2535 | WOOLWICH TWP |  |  |  |  | 39.7405 | '-75.35587394 |  | NL |  | C |  | P |  |  |  |  | F1
| 225 WESTBROOK DR , WOOLWICH TWP, NJ, 08085-2539 | 08085-2539 | WOOLWICH TWP |  |  |  |  | 39.7414 | '-75.35717823 |  | NL |  | C |  | P |  |  |  |  | F1
| 30 BRATTLEBORO RD , WOOLWICH TWP, NJ, 08085-2516 | 08085-2516 | WOOLWICH TWP |  |  |  |  | 39.7446 | '-75.34611645 |  | NL |  | O | NOT LEAD | O | NOT LEAD
| 2 BRIGHTON PL , WOOLWICH TWP, NJ, 08085-5060 | 08085-5060 | WOOLWICH TWP |  |  |  |  | 39.7398 | '-75.33364675 |  | NL |  | O | NOT LEAD | O | NOT LEAD
| 30 BRIGHTON PL , WOOLWICH TWP, NJ, 08085-5060 | 08085-5060 | WOOLWICH TWP |  |  |  |  | 39.7395 | '-75.33728181 |  | NL |  | O | NOT LEAD | O | NOT LEAD |  |  |  | RRN
| 31 MANSION DR , WOOLWICH TWP, NJ, 08085-5061 | 08085-5061 | WOOLWICH TWP |  |  |  |  | 39.7405 | '-75.33540708 |  | NL |  | O | NOT LEAD | O | NOT LEAD
| 296 WESTBROOK DR , WOOLWICH TWP, NJ, 08085-2538 | 08085-2538 | WOOLWICH TWP |  |  |  |  | 39.7413 | '-75.35473891 |  | NL |  | O | NOT LEAD | P |  |  |  |  | RRN, F1
| 126 WESTBROOK DR , WOOLWICH TWP, NJ, 08085-2535 | 08085-2535 | WOOLWICH TWP |  |  |  |  | 39.7409 | '-75.35492179 |  | NL |  | C |  | P |  |  |  |  | F1
| 128 WESTBROOK DR , WOOLWICH TWP, NJ, 08085-2535 | 08085-2535 | WOOLWICH TWP |  |  |  |  | 39.7408 | '-75.35497151 |  | NL |  | C |  | P |  |  |  |  | F1
| 15 BRIGHTON PL , WOOLWICH TWP, NJ, 08085-5060 | 08085-5060 | WOOLWICH TWP |  |  |  |  | 39.7397 | '-75.33602051 |  | NL |  | C |  | P |  |  |  |  | F1
| 26 BRIGHTON PL , WOOLWICH TWP, NJ, 08085-5060 | 08085-5060 | WOOLWICH TWP |  |  |  |  | 39.7394 | '-75.33693498 |  | NL |  | C |  | P |  |  |  |  | F1
| 27 BRATTLEBORO RD , WOOLWICH TWP, NJ, 08085-2517 | 08085-2517 | WOOLWICH TWP |  |  |  |  | 39.7443 | '-75.34584398 |  | NL |  | C |  | P |  |  |  |  | F1
| 312 KESWICK DR , WOOLWICH TWP, NJ, 08085-2540 | 08085-2540 | WOOLWICH TWP |  |  |  |  | 39.741 | '-75.35575678 |  | NL |  | C |  | P |  |  |  |  | F1
| 288 WESTBROOK DR , WOOLWICH TWP, NJ, 08085-2538 | 08085-2538 | WOOLWICH TWP |  |  |  |  | 39.7415 | '-75.35511764 |  | NL |  | C |  | P |  |  |  |  | F1
| 291 WESTBROOK DR , WOOLWICH TWP, NJ, 08085-2539 | 08085-2539 | WOOLWICH TWP |  |  |  |  | 39.7416 | '-75.35477182 |  | NL |  | C |  | P |  |  |  |  | F1
| 332 KESWICK DR , WOOLWICH TWP, NJ, 08085-2540 | 08085-2540 | WOOLWICH TWP |  |  |  |  | 39.7416 | '-75.35574908 |  | NL |  | O | NOT LEAD | O | NOT LEAD
| 322 KESWICK DR , WOOLWICH TWP, NJ, 08085-2540 | 08085-2540 | WOOLWICH TWP |  |  |  |  | 39.7413 | '-75.35565971 |  | NL |  | O | NOT LEAD | O | NOT LEAD
| 3 BRIGHTON PL , WOOLWICH TWP, NJ, 08085-5060 | 08085-5060 | WOOLWICH TWP |  |  |  |  | 39.7397 | '-75.3340584 |  | NL |  | O | NOT LEAD | O | NOT LEAD
| 1 BRIGHTON PL , WOOLWICH TWP, NJ, 08085-5060 | 08085-5060 | WOOLWICH TWP |  |  |  |  | 39.7399 | '-75.33402664 |  | NL |  | C |  | P |  |  |  |  | F1
| 8 MANSION DR , WOOLWICH TWP, NJ, 08085-5061 | 08085-5061 | WOOLWICH TWP |  |  |  |  | 39.7406 | '-75.33371785 |  | NL |  | O | NOT LEAD | O | NOT LEAD
| 10 MANSION DR , WOOLWICH TWP, NJ, 08085-5061 | 08085-5061 | WOOLWICH TWP |  |  |  |  | 39.7407 | '-75.33384698 |  | NL |  | C |  | P |  |  |  |  | F1
| 240 WESTBROOK DR , WOOLWICH TWP, NJ, 08085-2537 | 08085-2537 | WOOLWICH TWP |  |  |  |  | 39.7416 | '-75.35654287 |  | NL |  | C |  | P |  |  |  |  | F1
| 324 KESWICK DR , WOOLWICH TWP, NJ, 08085-2540 | 08085-2540 | WOOLWICH TWP |  |  |  |  | 39.7413 | '-75.35567329 |  | NL |  | C |  | P |  |  |  |  | F1
| 326 KESWICK DR , WOOLWICH TWP, NJ, 08085-2540 | 08085-2540 | WOOLWICH TWP |  |  |  |  | 39.7414 | '-75.3556931 |  | NL |  | C |  | P |  |  |  |  | F1
| 32 BRIGHTON PL , WOOLWICH TWP, NJ, 08085-5060 | 08085-5060 | WOOLWICH TWP |  |  |  |  | 39.7396 | '-75.33742173 |  | NL |  | C |  | P |  |  |  |  | F1
| 28 BRATTLEBORO RD , WOOLWICH TWP, NJ, 08085-2516 | 08085-2516 | WOOLWICH TWP |  |  |  |  | 39.7445 | '-75.34632613 |  | NL |  | O | NOT LEAD | O | NOT LEAD
| 13 MANSION DR , WOOLWICH TWP, NJ, 08085-5061 | 08085-5061 | WOOLWICH TWP |  |  |  |  | 39.7406 | '-75.33440896 |  | NL |  | O | NOT LEAD | O | NOT LEAD
| 297 WESTBROOK DR , WOOLWICH TWP, NJ, 08085-2539 | 08085-2539 | WOOLWICH TWP |  |  |  |  | 39.7415 | '-75.35456109 |  | NL |  | C |  | P |  |  |  |  | F1
| 27 MANSION DR , SWEDESBORO, NJ, 08085-5061 | 08085-5061 | SWEDESBORO |  |  |  |  | 39.7406 | '-75.33511558 |  | NL |  | O | NOT LEAD | O | NOT LEAD |  |  |  | RRN
| 38 MANSION DR , SWEDESBORO, NJ, 08085-5061 | 08085-5061 | SWEDESBORO |  |  |  |  | 39.7404 | '-75.33588153 |  | NL |  | O | NOT LEAD | O | NOT LEAD
| 11 MANSION DR , SWEDESBORO, NJ, 08085-5061 | 08085-5061 | SWEDESBORO |  |  |  |  | 39.7406 | '-75.33422067 |  | NL |  | C |  | P |  |  |  |  | F1
| 40 MANSION DR , SWEDESBORO, NJ, 08085-5061 | 08085-5061 | SWEDESBORO |  |  |  |  | 39.7403 | '-75.33594562 |  | NL |  | O | NOT LEAD | O | NOT LEAD |  |  |  | RRN
| 23 BRIGHTON PL , SWEDESBORO, NJ, 08085-5060 | 08085-5060 | SWEDESBORO |  |  |  |  | 39.7397 | '-75.33693868 |  | NL |  | C |  | P |  |  |  |  | F1
| 241 WESTBROOK DR , SWEDESBORO, NJ, 08085-2539 | 08085-2539 | SWEDESBORO |  |  |  |  | 39.7417 | '-75.3566976 |  | NL |  | C |  | P |  |  |  |  | F1
| 229 WESTBROOK DR , SWEDESBORO, NJ, 08085-2539 | 08085-2539 | SWEDESBORO |  |  |  |  | 39.7415 | '-75.3570809 |  | NL |  | C |  | P |  |  |  |  | F1
| 293 WESTBROOK DR , SWEDESBORO, NJ, 08085-2539 | 08085-2539 | SWEDESBORO |  |  |  |  | 39.7416 | '-75.35467328 |  | NL |  | O | NOT LEAD | O | NOT LEAD |  |  |  | RRN
| 130 WESTBROOK DR , SWEDESBORO, NJ, 08085-2535 | 08085-2535 | SWEDESBORO |  |  |  |  | 39.7408 | '-75.35502069 |  | NL |  | O | NOT LEAD | O | NOT LEAD
| 308 KESWICK DR , SWEDESBORO, NJ, 08085-2540 | 08085-2540 | SWEDESBORO |  |  |  |  | 39.7408 | '-75.35589804 |  | NL |  | C |  | P |  |  |  |  | F1
| 234 WESTBROOK DR , SWEDESBORO, NJ, 08085-2537 | 08085-2537 | SWEDESBORO |  |  |  |  | 39.7414 | '-75.35686702 |  | NL |  | C |  | P |  |  |  |  | F1
| 215 WESTBROOK DR , SWEDESBORO, NJ, 08085-2539 | 08085-2539 | SWEDESBORO |  |  |  |  | 39.7411 | '-75.35733952 |  | NL |  | C |  | P |  |  |  |  | F1
| 11 BRIGHTON PL , SWEDESBORO, NJ, 08085-5060 | 08085-5060 | SWEDESBORO |  |  |  |  | 39.7397 | '-75.33531335 |  | NL |  | C |  | P |  |  |  |  | F1
| 19 BRIGHTON PL , SWEDESBORO, NJ, 08085-5060 | 08085-5060 | SWEDESBORO |  |  |  |  | 39.7397 | '-75.33642228 |  | NL |  | O | NOT LEAD | O | NOT LEAD |  |  |  | RRN
| 24 BRIGHTON PL , SWEDESBORO, NJ, 08085-5060 | 08085-5060 | SWEDESBORO |  |  |  |  | 39.7394 | '-75.33668516 |  | NL |  | O | NOT LEAD | O | NOT LEAD
| 21 BRIGHTON PL , SWEDESBORO, NJ, 08085-5060 | 08085-5060 | SWEDESBORO |  |  |  |  | 39.7397 | '-75.3366153 |  | NL |  | O | NOT LEAD | O | NOT LEAD
| 18 BRIGHTON PL , SWEDESBORO, NJ, 08085-5060 | 08085-5060 | SWEDESBORO |  |  |  |  | 39.7394 | '-75.33608492 |  | NL |  | C |  | P |  |  |  |  | F1
| 134 WESTBROOK DR , SWEDESBORO, NJ, 08085-2535 | 08085-2535 | SWEDESBORO |  |  |  |  | 39.7407 | '-75.35510075 |  | NL |  | C |  | P |  |  |  |  | F1
| 216 WESTBROOK DR , SWEDESBORO, NJ, 08085-2537 | 08085-2537 | SWEDESBORO |  |  |  |  | 39.7411 | '-75.35706507 |  | NL |  | C |  | P |  |  |  |  | F1
| 182 WESTBROOK DR , SWEDESBORO, NJ, 08085-2536 | 08085-2536 | SWEDESBORO |  |  |  |  | 39.7406 | '-75.35654608 |  | NL |  | O | NOT LEAD | P |  |  |  |  | RRN, F1
| 289 WESTBROOK DR , SWEDESBORO, NJ, 08085-2539 | 08085-2539 | SWEDESBORO |  |  |  |  | 39.7417 | '-75.35483296 |  | NL |  | C |  | P |  |  |  |  | F1
| 299 WESTBROOK DR , SWEDESBORO, NJ, 08085-2539 | 08085-2539 | SWEDESBORO |  |  |  |  | 39.7414 | '-75.35444843 |  | NL |  | C |  | P |  |  |  |  | F1
| 265 WESTBROOK DR , SWEDESBORO, NJ, 08085-2539 | 08085-2539 | SWEDESBORO |  |  |  |  | 39.7419 | '-75.3556877 |  | NL |  | O | NOT LEAD | O | NOT LEAD
| 239 WESTBROOK DR , SWEDESBORO, NJ, 08085-2539 | 08085-2539 | SWEDESBORO |  |  |  |  | 39.7417 | '-75.35677927 |  | NL |  | C |  | P |  |  |  |  | F1
| 327 KESWICK DR , SWEDESBORO, NJ, 08085-2541 | 08085-2541 | SWEDESBORO |  |  |  |  | 39.7414 | '-75.35600785 |  | NL |  | C |  | P |  |  |  |  | F1
| 235 WESTBROOK DR , SWEDESBORO, NJ, 08085-2539 | 08085-2539 | SWEDESBORO |  |  |  |  | 39.7416 | '-75.3569563 |  | NL |  | C |  | P |  |  |  |  | F1
| 233 WESTBROOK DR , SWEDESBORO, NJ, 08085-2539 | 08085-2539 | SWEDESBORO |  |  |  |  | 39.7416 | '-75.35702939 |  | NL |  | C |  | P |  |  |  |  | F1
| 279 WESTBROOK DR , SWEDESBORO, NJ, 08085-2539 | 08085-2539 | SWEDESBORO |  |  |  |  | 39.7418 | '-75.3551996 |  | NL |  | C |  | P |  |  |  |  | F1
| 243 WESTBROOK DR , SWEDESBORO, NJ, 08085-2539 | 08085-2539 | SWEDESBORO |  |  |  |  | 39.7418 | '-75.3566432 |  | NL |  | O | NOT LEAD | P |  |  |  |  | RRN, F1
| 237 WESTBROOK DR , SWEDESBORO, NJ, 08085-2539 | 08085-2539 | SWEDESBORO |  |  |  |  | 39.7417 | '-75.35687924 |  | NL |  | C |  | P |  |  |  |  | F1
| 255 WESTBROOK DR , SWEDESBORO, NJ, 08085-2539 | 08085-2539 | SWEDESBORO |  |  |  |  | 39.7419 | '-75.35615156 |  | NL |  | C |  | P |  |  |  |  | F1
| 249 WESTBROOK DR , SWEDESBORO, NJ, 08085-2539 | 08085-2539 | SWEDESBORO |  |  |  |  | 39.7418 | '-75.35639837 |  | NL |  | C |  | P |  |  |  |  | F1
| 318 KESWICK DR , SWEDESBORO, NJ, 08085-2540 | 08085-2540 | SWEDESBORO |  |  |  |  | 39.7412 | '-75.35561513 |  | NL |  | C |  | P |  |  |  |  | F1
| 269 WESTBROOK DR , SWEDESBORO, NJ, 08085-2539 | 08085-2539 | SWEDESBORO |  |  |  |  | 39.7419 | '-75.35552482 |  | NL |  | C |  | P |  |  |  |  | F1
| 16 BRIGHTON PL , SWEDESBORO, NJ, 08085-5060 | 08085-5060 | SWEDESBORO |  |  |  |  | 39.7394 | '-75.33591423 |  | NL |  | O | NOT LEAD | O | NOT LEAD
| 20 MANSION DR , SWEDESBORO, NJ, 08085-5061 | 08085-5061 | SWEDESBORO |  |  |  |  | 39.7409 | '-75.33460486 |  | NL |  | O | NOT LEAD | O | NOT LEAD
| 14 BRIGHTON PL , SWEDESBORO, NJ, 08085-5060 | 08085-5060 | SWEDESBORO |  |  |  |  | 39.7394 | '-75.33567699 |  | NL |  | C |  | P |  |  |  |  | F1
| 20 BRIGHTON PL , SWEDESBORO, NJ, 08085-5060 | 08085-5060 | SWEDESBORO |  |  |  |  | 39.7394 | '-75.33628539 |  | NL |  | O | NOT LEAD | O | NOT LEAD
| 277 WESTBROOK DR , SWEDESBORO, NJ, 08085-2539 | 08085-2539 | SWEDESBORO |  |  |  |  | 39.7419 | '-75.3552431 |  | NL |  | C |  | P |  |  |  |  | F1
| 29 MANSION DR , SWEDESBORO, NJ, 08085-5061 | 08085-5061 | SWEDESBORO |  |  |  |  | 39.7406 | '-75.33526722 |  | NL |  | C |  | P |  |  |  |  | F1
| 253 WESTBROOK DR , SWEDESBORO, NJ, 08085-2539 | 08085-2539 | SWEDESBORO |  |  |  |  | 39.7419 | '-75.35623081 |  | NL |  | C |  | P |  |  |  |  | F1
| 333 KESWICK DR , SWEDESBORO, NJ, 08085-2541 | 08085-2541 | SWEDESBORO |  |  |  |  | 39.7416 | '-75.35602661 |  | NL |  | C |  | P |  |  |  |  | F1
| 247 WESTBROOK DR , SWEDESBORO, NJ, 08085-2539 | 08085-2539 | SWEDESBORO |  |  |  |  | 39.7418 | '-75.35652713 |  | NL |  | C |  | P |  |  |  |  | F1
| 36 MANSION DR , SWEDESBORO, NJ, 08085-5061 | 08085-5061 | SWEDESBORO |  |  |  |  | 39.7405 | '-75.3358517 |  | NL |  | O | NOT LEAD | O | NOT LEAD
| 17 BRIGHTON PL , SWEDESBORO, NJ, 08085-5060 | 08085-5060 | SWEDESBORO |  |  |  |  | 39.7397 | '-75.336215 |  | NL |  | C |  | P |  |  |  |  | F1
| 34 MANSION DR , SWEDESBORO, NJ, 08085-5061 | 08085-5061 | SWEDESBORO |  |  |  |  | 39.7406 | '-75.3356843 |  | NL |  | C |  | P |  |  |  |  | F1
| 28 MANSION DR , SWEDESBORO, NJ, 08085-5061 | 08085-5061 | SWEDESBORO |  |  |  |  | 39.7409 | '-75.33526531 |  | NL |  | P |  | P |  |  |  |  | F1
| 281 WESTBROOK DR , SWEDESBORO, NJ, 08085-2539 | 08085-2539 | SWEDESBORO |  |  |  |  | 39.7418 | '-75.35512652 |  | NL |  | C |  | P |  |  |  |  | F1
| 28 BRIGHTON PL , SWEDESBORO, NJ, 08085-5060 | 08085-5060 | SWEDESBORO |  |  |  |  | 39.7394 | '-75.3370754 |  | NL |  | C |  | P |  |  |  |  | F1
| 218 WESTBROOK DR , SWEDESBORO, NJ, 08085-2537 | 08085-2537 | SWEDESBORO |  |  |  |  | 39.7411 | '-75.35700616 |  | NL |  | O | NOT LEAD | C |  |  |  |  | RRN, F1
| 283 WESTBROOK DR , SWEDESBORO, NJ, 08085-2539 | 08085-2539 | SWEDESBORO |  |  |  |  | 39.7418 | '-75.35505659 |  | NL |  | C |  | C |  |  |  |  | F1
| 295 WESTBROOK DR , SWEDESBORO, NJ, 08085-2539 | 08085-2539 | SWEDESBORO |  |  |  |  | 39.7415 | '-75.35463102 |  | NL |  | C |  | P |  |  |  |  | F1
| 22 MANSION DR , SWEDESBORO, NJ, 08085-5061 | 08085-5061 | SWEDESBORO |  |  |  |  | 39.741 | '-75.3347364 |  | NL |  | C |  | P |  |  |  |  | F1
| 12 MANSION DR , SWEDESBORO, NJ, 08085-5061 | 08085-5061 | SWEDESBORO |  |  |  |  | 39.7407 | '-75.3339709 |  | NL |  | C |  | P |  |  |  |  | F1
| 14 MANSION DR , SWEDESBORO, NJ, 08085-5061 | 08085-5061 | SWEDESBORO |  |  |  |  | 39.7408 | '-75.33411358 |  | NL |  | O | NOT LEAD | O | NOT LEAD
| 251 WESTBROOK DR , SWEDESBORO, NJ, 08085-2539 | 08085-2539 | SWEDESBORO |  |  |  |  | 39.7418 | '-75.35630191 |  | NL |  | C |  | P |  |  |  |  | F1
| 18 MANSION DR , SWEDESBORO, NJ, 08085-5061 | 08085-5061 | SWEDESBORO |  |  |  |  | 39.7409 | '-75.33442721 |  | NL |  | O | NOT LEAD | O | NOT LEAD
| 32 MANSION DR , SWEDESBORO, NJ, 08085-5061 | 08085-5061 | SWEDESBORO |  |  |  |  | 39.7407 | '-75.33552688 |  | NL |  | C |  | P |  |  |  |  | F1
| 188 WESTBROOK DR , SWEDESBORO, NJ, 08085-2536 | 08085-2536 | SWEDESBORO |  |  |  |  | 39.7407 | '-75.35695064 |  | NL |  | C |  | P |  |  |  |  | F1
| 263 WESTBROOK DR , SWEDESBORO, NJ, 08085-2539 | 08085-2539 | SWEDESBORO |  |  |  |  | 39.7419 | '-75.35577745 |  | NL |  | C |  | P |  |  |  |  | F1
| 140 WESTBROOK DR , SWEDESBORO, NJ, 08085-2535 | 08085-2535 | SWEDESBORO |  |  |  |  | 39.7404 | '-75.35539489 |  | NL |  | C |  | P |  |  |  |  | F1
| 267 WESTBROOK DR , SWEDESBORO, NJ, 08085-2539 | 08085-2539 | SWEDESBORO |  |  |  |  | 39.7419 | '-75.35564055 |  | NL |  | C |  | P |  |  |  |  | F1
| 305 KESWICK DR , SWEDESBORO, NJ, 08085-2541 | 08085-2541 | SWEDESBORO |  |  |  |  | 39.7409 | '-75.35615123 |  | NL |  | C |  | P |  |  |  |  | F1
| 6 HIGHLAND CT , SWEDESBORO, NJ, 08085-2576 | 08085-2576 | SWEDESBORO |  |  |  |  | 39.7386 | '-75.33329694 |  | NL |  | C |  | P |  |  |  |  | F1
| 16 HIGHLAND CT , SWEDESBORO, NJ, 08085-2576 | 08085-2576 | SWEDESBORO |  |  |  |  | 39.7385 | '-75.33421855 |  | NL |  | C |  | P |  |  |  |  | F1
| 10 HIGHLAND CT , SWEDESBORO, NJ, 08085-2576 | 08085-2576 | SWEDESBORO |  |  |  |  | 39.7386 | '-75.33362564 |  | NL |  | O | NOT LEAD | O | NOT LEAD
| 22 HIGHLAND CT , SWEDESBORO, NJ, 08085-2576 | 08085-2576 | SWEDESBORO |  |  |  |  | 39.7384 | '-75.33480483 |  | NL |  | C |  | P |  |  |  |  | F1
| 20 HIGHLAND CT , SWEDESBORO, NJ, 08085-2576 | 08085-2576 | SWEDESBORO |  |  |  |  | 39.7384 | '-75.33461705 |  | NL |  | P |  | P |  |  |  |  | F1
| 24 HIGHLAND CT , SWEDESBORO, NJ, 08085-2576 | 08085-2576 | SWEDESBORO |  |  |  |  | 39.7383 | '-75.33499489 |  | NL |  | C |  | P |  |  |  |  | F1
| 288 WILSHIRE BLVD , SWEDESBORO, NJ, 08085-2585 | 08085-2585 | SWEDESBORO |  |  |  |  | 39.7398 | '-75.33276619 |  | NL |  | C |  | P |  |  |  |  | F1
| 273 WILSHIRE BLVD , SWEDESBORO, NJ, 08085-2583 | 08085-2583 | SWEDESBORO |  |  |  |  | 39.7396 | '-75.3317656 |  | NL |  | C |  | P |  |  |  |  | F1
| 26 MANSION DR , SWEDESBORO, NJ, 08085-5061 | 08085-5061 | SWEDESBORO |  |  |  |  | 39.7409 | '-75.33513983 |  | NL |  | C |  | P |  |  |  |  | F1
| 18 HIGHLAND CT , SWEDESBORO, NJ, 08085-2576 | 08085-2576 | SWEDESBORO |  |  |  |  | 39.7385 | '-75.33444157 |  | NL |  | C |  | P |  |  |  |  | F1
| 28 HIGHLAND CT , SWEDESBORO, NJ, 08085-2576 | 08085-2576 | SWEDESBORO |  |  |  |  | 39.7382 | '-75.33568422 |  | NL |  | C |  | P |  |  |  |  | F1
| 4 HIGHLAND CT , SWEDESBORO, NJ, 08085-2576 | 08085-2576 | SWEDESBORO |  |  |  |  | 39.7386 | '-75.33307279 |  | NL |  | C |  | P |  |  |  |  | F1
| 307 KESWICK DR , SWEDESBORO, NJ, 08085-2541 | 08085-2541 | SWEDESBORO |  |  |  |  | 39.741 | '-75.35607908 |  | NL |  | C |  | P |  |  |  |  | F1
| 284 WILSHIRE BLVD , SWEDESBORO, NJ, 08085-2585 | 08085-2585 | SWEDESBORO |  |  |  |  | 39.74 | '-75.33247032 |  | NL |  | C |  | P |  |  |  |  | F1
| 24 MANSION DR , SWEDESBORO, NJ, 08085-5061 | 08085-5061 | SWEDESBORO |  |  |  |  | 39.741 | '-75.33495374 |  | NL |  | O | NOT LEAD | O | NOT LEAD
| 26 HIGHLAND CT , SWEDESBORO, NJ, 08085-2576 | 08085-2576 | SWEDESBORO |  |  |  |  | 39.7384 | '-75.33560823 |  | NL |  | C |  | P |  |  |  |  | F1
| 275 WESTBROOK DR , SWEDESBORO, NJ, 08085-2539 | 08085-2539 | SWEDESBORO |  |  |  |  | 39.7419 | '-75.35533259 |  | NL |  | C |  | P |  |  |  |  | F1
| 168 WESTBROOK DR , SWEDESBORO, NJ, 08085-2535 | 08085-2535 | SWEDESBORO |  |  |  |  | 39.7405 | '-75.35604411 |  | NL |  | C |  | P |  |  |  |  | F1
| 331 KESWICK DR , SWEDESBORO, NJ, 08085-2541 | 08085-2541 | SWEDESBORO |  |  |  |  | 39.7415 | '-75.35599631 |  | NL |  | C |  | P |  |  |  |  | F1
| 12 HIGHLAND CT , SWEDESBORO, NJ, 08085-2576 | 08085-2576 | SWEDESBORO |  |  |  |  | 39.7386 | '-75.33382309 |  | NL |  | O | NOT LEAD | P |  |  |  |  | RRN, F1
| 325 KESWICK DR , SWEDESBORO, NJ, 08085-2541 | 08085-2541 | SWEDESBORO |  |  |  |  | 39.7413 | '-75.35595942 |  | NL |  | C |  | P |  |  |  |  | F1
| 303 KESWICK DR , SWEDESBORO, NJ, 08085-2541 | 08085-2541 | SWEDESBORO |  |  |  |  | 39.7409 | '-75.35619822 |  | NL |  | C |  | P |  |  |  |  | F1
| 281 WILSHIRE BLVD , SWEDESBORO, NJ, 08085-2583 | 08085-2583 | SWEDESBORO |  |  |  |  | 39.7396 | '-75.33255424 |  | NL |  | C |  | P |  |  |  |  | F1
| 2 HIGHLAND CT , SWEDESBORO, NJ, 08085-2576 | 08085-2576 | SWEDESBORO |  |  |  |  | 39.7386 | '-75.33281208 |  | NL |  | C |  | P |  |  |  |  | F1
| 14 HIGHLAND CT , SWEDESBORO, NJ, 08085-2576 | 08085-2576 | SWEDESBORO |  |  |  |  | 39.7385 | '-75.33405073 |  | NL |  | C |  | P |  |  |  |  | F1
| 214 WESTBROOK DR , SWEDESBORO, NJ, 08085-2537 | 08085-2537 | SWEDESBORO |  |  |  |  | 39.7409 | '-75.35706904 |  | NL |  | C |  | P |  |  |  |  | F1
| 220 WESTBROOK DR , SWEDESBORO, NJ, 08085-2537 | 08085-2537 | SWEDESBORO |  |  |  |  | 39.7412 | '-75.35698655 |  | NL |  | C |  | P |  |  |  |  | F1
| 285 WESTBROOK DR , SWEDESBORO, NJ, 08085-2539 | 08085-2539 | SWEDESBORO |  |  |  |  | 39.7417 | '-75.35493823 |  | NL |  | C |  | P |  |  |  |  | F1
| 257 WESTBROOK DR , SWEDESBORO, NJ, 08085-2539 | 08085-2539 | SWEDESBORO |  |  |  |  | 39.7419 | '-75.35603986 |  | NL |  | C |  | P |  |  |  |  | F1
| 30 MANSION DR , SWEDESBORO, NJ, 08085-5061 | 08085-5061 | SWEDESBORO |  |  |  |  | 39.7408 | '-75.3353927 |  | NL |  | C |  | P |  |  |  |  | F1
| 275 WILSHIRE BLVD , SWEDESBORO, NJ, 08085-2583 | 08085-2583 | SWEDESBORO |  |  |  |  | 39.7397 | '-75.33187696 |  | NL |  | O | NOT LEAD | C |  |  |  |  | RRN, F1
| 258 WILSHIRE BLVD , SWEDESBORO, NJ, 08085-2585 | 08085-2585 | SWEDESBORO |  |  |  |  | 39.7395 | '-75.33053359 |  | NL |  | O | NOT LEAD | O | NOT LEAD
| 282 WILSHIRE BLVD , SWEDESBORO, NJ, 08085-2585 | 08085-2585 | SWEDESBORO |  |  |  |  | 39.74 | '-75.33229814 |  | NL |  | C |  | P |  |  |  |  | F1
| 271 WESTBROOK DR , SWEDESBORO, NJ, 08085-2539 | 08085-2539 | SWEDESBORO |  |  |  |  | 39.7419 | '-75.35542555 |  | NL |  | O | NOT LEAD | C |  |  |  |  | RRN, F1
| 277 WILSHIRE BLVD , SWEDESBORO, NJ, 08085-2583 | 08085-2583 | SWEDESBORO |  |  |  |  | 39.7398 | '-75.33223959 |  | NL |  | C |  | P |  |  |  |  | F1
| 276 WILSHIRE BLVD , SWEDESBORO, NJ, 08085-2585 | 08085-2585 | SWEDESBORO |  |  |  |  | 39.74 | '-75.33183647 |  | NL |  | P |  | P |  |  |  |  | F1
| 280 WILSHIRE BLVD , SWEDESBORO, NJ, 08085-2585 | 08085-2585 | SWEDESBORO |  |  |  |  | 39.74 | '-75.33214508 |  | NL |  | O | NOT LEAD | O | NOT LEAD |  |  |  | RRN
| 1 EMBASSY DR , SWEDESBORO, NJ, 08085-2578 | 08085-2578 | SWEDESBORO |  |  |  |  | 39.7383 | '-75.33324356 |  | NL |  | C |  | P |  |  |  |  | F1
| 2 EMBASSY DR , SWEDESBORO, NJ, 08085-2577 | 08085-2577 | SWEDESBORO |  |  |  |  | 39.7381 | '-75.33370669 |  | NL |  | C |  | P |  |  |  |  | F1
| 5 EMBASSY DR , SWEDESBORO, NJ, 08085-2578 | 08085-2578 | SWEDESBORO |  |  |  |  | 39.738 | '-75.33333265 |  | NL |  | C |  | P |  |  |  |  | F1
| 15 BELAIR CT , SWEDESBORO, NJ, 08085-2591 | 08085-2591 | SWEDESBORO |  |  |  |  | 39.7386 | '-75.33208632 |  | NL |  | C |  | P |  |  |  |  | F1
| 9 BELAIR CT , SWEDESBORO, NJ, 08085-2591 | 08085-2591 | SWEDESBORO |  |  |  |  | 39.7386 | '-75.33152605 |  | NL |  | C |  | P |  |  |  |  | F1
| 14 BELAIR CT , SWEDESBORO, NJ, 08085-2591 | 08085-2591 | SWEDESBORO |  |  |  |  | 39.739 | '-75.33191855 |  | NL |  | O | NOT LEAD | O | NOT LEAD
| 11 BELAIR CT , SWEDESBORO, NJ, 08085-2591 | 08085-2591 | SWEDESBORO |  |  |  |  | 39.7386 | '-75.33165712 |  | NL |  | C |  | C |  |  |  |  | F1
| 6 EMBASSY DR , SWEDESBORO, NJ, 08085-2577 | 08085-2577 | SWEDESBORO |  |  |  |  | 39.7378 | '-75.33384998 |  | NL |  | C |  | P |  |  |  |  | F1
| 11 EMBASSY DR , SWEDESBORO, NJ, 08085-2578 | 08085-2578 | SWEDESBORO |  |  |  |  | 39.7376 | '-75.33361172 |  | NL |  | O | NOT LEAD | O | NOT LEAD
| 8 EMBASSY DR , SWEDESBORO, NJ, 08085-2577 | 08085-2577 | SWEDESBORO |  |  |  |  | 39.7376 | '-75.33394532 |  | NL |  | O | NOT LEAD | P |  |  |  |  | RRN, F1
| 323 KESWICK DR , SWEDESBORO, NJ, 08085-2541 | 08085-2541 | SWEDESBORO |  |  |  |  | 39.7411 | '-75.35595818 |  | NL |  | C |  | P |  |  |  |  | F1
| 261 WESTBROOK DR , SWEDESBORO, NJ, 08085-2539 | 08085-2539 | SWEDESBORO |  |  |  |  | 39.7419 | '-75.35589204 |  | NL |  | C |  | P |  |  |  |  | F1
| 12 BELAIR CT , SWEDESBORO, NJ, 08085-2591 | 08085-2591 | SWEDESBORO |  |  |  |  | 39.7389 | '-75.33173546 |  | NL |  | O | NOT LEAD | O | NOT LEAD
| 7A BELAIR CT , WOOLWICH, NJ, 08085 | 08085 | WOOLWICH |  |  |  |  | 39.7385 | '-75.33138226 |  | NL |  | O | NOT LEAD | O | NOT LEAD |  |  |  | O | Institutional Knowledge
| 8 HIGHLAND CT , SWEDESBORO, NJ, 08085-2576 | 08085-2576 | SWEDESBORO |  |  |  |  | 39.7386 | '-75.33347679 |  | NL |  | C |  | P |  |  |  |  | F1
| 301 KESWICK DR , SWEDESBORO, NJ, 08085-2541 | 08085-2541 | SWEDESBORO |  |  |  |  | 39.7408 | '-75.35629676 |  | NL |  | C |  | P |  |  |  |  | F1
| 2106 LEXINGTON MEWS , SWEDESBORO, NJ, 08085-1348 | 08085-1348 | SWEDESBORO |  |  |  |  | 39.7404 | '-75.32250334 |  | NL |  | C |  | P |  |  |  |  | F1
| 1900 LEXINGTON MEWS , WOOLWICH, NJ, 08085 | 08085 | WOOLWICH |  |  |  |  | 39.741 | '-75.32304245 |  | NL |  | C |  | C |  |  |  |  | F1
| 2103 LEXINGTON MEWS , SWEDESBORO, NJ, 08085-1348 | 08085-1348 | SWEDESBORO |  |  |  |  | 39.7405 | '-75.32252051 |  | NL |  | C |  | P |  |  |  |  | F1
| 2104 LEXINGTON MEWS , SWEDESBORO, NJ, 08085-1348 | 08085-1348 | SWEDESBORO |  |  |  |  | 39.7405 | '-75.32267387 |  | NL |  | C |  | P |  |  |  |  | F1
| 2101 LEXINGTON MEWS , SWEDESBORO, NJ, 08085-1348 | 08085-1348 | SWEDESBORO |  |  |  |  | 39.7405 | '-75.32251392 |  | NL |  | C |  | P |  |  |  |  | F1
| 2108 LEXINGTON MEWS , SWEDESBORO, NJ, 08085-1348 | 08085-1348 | SWEDESBORO |  |  |  |  | 39.7405 | '-75.32237607 |  | NL |  | C |  | P |  |  |  |  | F1
| 2102 LEXINGTON MEWS , SWEDESBORO, NJ, 08085-1348 | 08085-1348 | SWEDESBORO |  |  |  |  | 39.7406 | '-75.32263849 |  | NL |  | C |  | C |  |  |  |  | F1
| 44 BUCKEYE RD , SWEDESBORO, NJ, 08085-3169 | 08085-3169 | SWEDESBORO |  |  |  |  | 39.7327 | '-75.33107519 |  | NL |  | P |  | P |  |  |  |  | F1
| 246 WILSHIRE BLVD , SWEDESBORO, NJ, 08085-2585 | 08085-2585 | SWEDESBORO |  |  |  |  | 39.7392 | '-75.32969472 |  | NL |  | O | NOT LEAD | O | NOT LEAD
| 286 WILSHIRE BLVD , SWEDESBORO, NJ, 08085-2585 | 08085-2585 | SWEDESBORO |  |  |  |  | 39.7399 | '-75.33259932 |  | NL |  | O | NOT LEAD | O | NOT LEAD
| 7 EMBASSY DR , SWEDESBORO, NJ, 08085-2578 | 08085-2578 | SWEDESBORO |  |  |  |  | 39.7379 | '-75.33341396 |  | NL |  | C |  | P |  |  |  |  | F1
| 2304 LEXINGTON MEWS , SWEDESBORO, NJ, 08085-1350 | 08085-1350 | SWEDESBORO |  |  |  |  | 39.7407 | '-75.32354975 |  | NL |  | C |  | P |  |  |  |  | F1
| 2303 LEXINGTON MEWS , SWEDESBORO, NJ, 08085-1350 | 08085-1350 | SWEDESBORO |  |  |  |  | 39.7406 | '-75.32352837 |  | NL |  | C |  | P |  |  |  |  | F1
| 2307 LEXINGTON MEWS , SWEDESBORO, NJ, 08085-1350 | 08085-1350 | SWEDESBORO |  |  |  |  | 39.7406 | '-75.3236337 |  | NL |  | C |  | P |  |  |  |  | F1
| 16 BELAIR CT , SWEDESBORO, NJ, 08085-2591 | 08085-2591 | SWEDESBORO |  |  |  |  | 39.739 | '-75.33206324 |  | NL |  | O | NOT LEAD | O | NOT LEAD |  |  |  | RRN
| 100 LEXINGTON RD STE 100, SWEDESBORO, NJ, 08085-1276 | 08085-1276 | SWEDESBORO |  |  |  |  | 39.7395 | '-75.32705778 |  | NL |  | O | NOT LEAD | O | NOT LEAD |  |  |  | RRN
| 300 LEXINGTON RD , WOOLWICH, NJ, 08085 | 08085 | WOOLWICH |  |  |  |  | 39.74 | '-75.32651392 |  | NL |  | O | NOT LEAD | O | NOT LEAD |  |  |  | F1
| 30 BUCKEYE RD , SWEDESBORO, NJ, 08085-3169 | 08085-3169 | SWEDESBORO |  |  |  |  | 39.7324 | '-75.33263945 |  | NL |  | C |  | P |  |  |  |  | F1
| 34 BUCKEYE RD , SWEDESBORO, NJ, 08085-3169 | 08085-3169 | SWEDESBORO |  |  |  |  | 39.7327 | '-75.33209138 |  | NL |  | P |  | P |  |  |  |  | F1
| 41 BUCKEYE RD , SWEDESBORO, NJ, 08085-3099 | 08085-3099 | SWEDESBORO |  |  |  |  | 39.7327 | '-75.33298004 |  | NL |  | P |  | P |  |  |  |  | F1
| 13 BELAIR CT , SWEDESBORO, NJ, 08085-2591 | 08085-2591 | SWEDESBORO |  |  |  |  | 39.7386 | '-75.33184958 |  | NL |  | C |  | P |  |  |  |  | F1
| 4 BELAIR CT , SWEDESBORO, NJ, 08085-2591 | 08085-2591 | SWEDESBORO |  |  |  |  | 39.7387 | '-75.33108741 |  | NL |  | O | NOT LEAD | O | NOT LEAD
| 12 EMBASSY DR , SWEDESBORO, NJ, 08085-2577 | 08085-2577 | SWEDESBORO |  |  |  |  | 39.7374 | '-75.33408961 |  | NL |  | C |  | P |  |  |  |  | F1
| 14 EMBASSY DR , SWEDESBORO, NJ, 08085-2577 | 08085-2577 | SWEDESBORO |  |  |  |  | 39.7373 | '-75.33417356 |  | NL |  | C |  | P |  |  |  |  | F1
| 257 WILSHIRE BLVD , SWEDESBORO, NJ, 08085-2583 | 08085-2583 | SWEDESBORO |  |  |  |  | 39.7392 | '-75.33053661 |  | NL |  | C |  | O | NOT LEAD |  |  |  | F1, RRN
| 278 WILSHIRE BLVD , SWEDESBORO, NJ, 08085-2585 | 08085-2585 | SWEDESBORO |  |  |  |  | 39.74 | '-75.33201487 |  | NL |  | C |  | P |  |  |  |  | F1
| 1 LOCUST LN , SWEDESBORO, NJ, 08085-3172 | 08085-3172 | SWEDESBORO |  |  |  |  | 39.732 | '-75.3322436 |  | NL |  | C |  | P |  |  |  |  | F1
| 3 LOCUST LN , SWEDESBORO, NJ, 08085-3172 | 08085-3172 | SWEDESBORO |  |  |  |  | 39.7321 | '-75.33198315 |  | NL |  | O | NOT LEAD | P |  |  |  |  | RRN, F1
| 37 BUCKEYE RD , SWEDESBORO, NJ, 08085-3099 | 08085-3099 | SWEDESBORO |  |  |  |  | 39.7324 | '-75.33297541 |  | NL |  | C |  | P |  |  |  |  | F1
| 7 LOCUST LN , SWEDESBORO, NJ, 08085-3172 | 08085-3172 | SWEDESBORO |  |  |  |  | 39.7321 | '-75.33160993 |  | NL |  | P |  | C |  |  |  |  | F1
| 266 WILSHIRE BLVD , SWEDESBORO, NJ, 08085-2585 | 08085-2585 | SWEDESBORO |  |  |  |  | 39.7397 | '-75.33112242 |  | NL |  | C |  | P |  |  |  |  | F1
| 272 WILSHIRE BLVD , SWEDESBORO, NJ, 08085-2585 | 08085-2585 | SWEDESBORO |  |  |  |  | 39.7399 | '-75.33155199 |  | NL |  | O | NOT LEAD | O | NOT LEAD
| 265 WILSHIRE BLVD , SWEDESBORO, NJ, 08085-2583 | 08085-2583 | SWEDESBORO |  |  |  |  | 39.7394 | '-75.33118272 |  | NL |  | C |  | P |  |  |  |  | F1
| 271 WILSHIRE BLVD , SWEDESBORO, NJ, 08085-2583 | 08085-2583 | SWEDESBORO |  |  |  |  | 39.7396 | '-75.33161163 |  | NL |  | C |  | P |  |  |  |  | F1
| 2308 LEXINGTON MEWS BLVD , WOOLWICH, NJ, 08085 | 08085 | WOOLWICH |  |  |  |  | 39.7406 | '-75.32358174 |  | NL |  | O | NOT LEAD | O | NOT LEAD |  |  |  | O | Institutional Knowledge
| OLDMANS CREEK RD , WOOLWICH, NJ, 08085 | 08085 | WOOLWICH |  |  |  |  | 39.7202 | '-75.34308309 |  | NL |  | O | NOT LEAD | O | NOT LEAD |  |  |  | F1
| 2301 LEXINGTON MEWS BLVD , WOOLWICH, NJ, 08085 | 08085 | WOOLWICH |  |  |  |  | 39.7405 | '-75.32355573 |  | NL |  | O | NOT LEAD | C |  |  |  |  | O, F1 | Institutional Knowledge
| 2105 LEXINGTON MEWS , SWEDESBORO, NJ, 08085-1348 | 08085-1348 | SWEDESBORO |  |  |  |  | 39.7406 | '-75.32273438 |  | NL |  | C |  | P |  |  |  |  | F1
| 2106 LEXINGTON MEWS BLVD , WOOLWICH, NJ, 08085 | 08085 | WOOLWICH |  |  |  |  | 39.7405 | '-75.3227425 |  | NL |  | C |  | P |  |  |  |  | F1
| 2107 LEXINGTON MEWS BLVD , WOOLWICH, NJ, 08085 | 08085 | WOOLWICH |  |  |  |  | 39.7405 | '-75.32239632 |  | NL |  | C |  | P |  |  |  |  | F1
| 1701 LEXINGTON MEWS , SWEDESBORO, NJ, 08085-1319 | 08085-1319 | SWEDESBORO |  |  |  |  | 39.7413 | '-75.32291363 |  | NL |  | C |  | P |  |  |  |  | F1
| 1704 LEXINGTON MEWS , SWEDESBORO, NJ, 08085-1319 | 08085-1319 | SWEDESBORO |  |  |  |  | 39.7415 | '-75.32275181 |  | NL |  | C |  | P |  |  |  |  | F1
| 1706 LEXINGTON MEWS , SWEDESBORO, NJ, 08085-1319 | 08085-1319 | SWEDESBORO |  |  |  |  | 39.7414 | '-75.32294903 |  | NL |  | C |  | P |  |  |  |  | F1
| 1708 LEXINGTON MEWS , SWEDESBORO, NJ, 08085-1319 | 08085-1319 | SWEDESBORO |  |  |  |  | 39.7413 | '-75.32296183 |  | NL |  | C |  | P |  |  |  |  | F1
| 47 BUCKEYE RD , SWEDESBORO, NJ, 08085-3099 | 08085-3099 | SWEDESBORO |  |  |  |  | 39.733 | '-75.33249092 |  | NL |  | O | NOT LEAD | C |  |  |  |  | RRN, F1
| 263 WILSHIRE BLVD , SWEDESBORO, NJ, 08085-2583 | 08085-2583 | SWEDESBORO |  |  |  |  | 39.7394 | '-75.33101308 |  | NL |  | O | NOT LEAD | O | NOT LEAD
| 38 BUCKEYE RD , SWEDESBORO, NJ, 08085-3169 | 08085-3169 | SWEDESBORO |  |  |  |  | 39.7328 | '-75.33162641 |  | NL |  | O | NOT LEAD | P |  |  |  |  | RRN, F1
| 6 BELAIR CT , SWEDESBORO, NJ, 08085-2591 | 08085-2591 | SWEDESBORO |  |  |  |  | 39.7388 | '-75.33124825 |  | NL |  | O | NOT LEAD | P |  |  |  |  | RRN, F1
| 262 WILSHIRE BLVD , SWEDESBORO, NJ, 08085-2585 | 08085-2585 | SWEDESBORO |  |  |  |  | 39.7396 | '-75.33082741 |  | NL |  | O | NOT LEAD | O | NOT LEAD
| 261 WILSHIRE BLVD , SWEDESBORO, NJ, 08085-2583 | 08085-2583 | SWEDESBORO |  |  |  |  | 39.7393 | '-75.33087322 |  | NL |  | C |  | P |  |  |  |  | F1
| 10 HYLTON RD , SWEDESBORO, NJ, 08085-2593 | 08085-2593 | SWEDESBORO |  |  |  |  | 39.7374 | '-75.3319481 |  | NL |  | O | NOT LEAD | P |  |  |  |  | RRN, F1
| 3 EMBASSY DR , SWEDESBORO, NJ, 08085-2578 | 08085-2578 | SWEDESBORO |  |  |  |  | 39.7382 | '-75.33326743 |  | NL |  | O | NOT LEAD | O | NOT LEAD
| 32 HYLTON RD , SWEDESBORO, NJ, 08085-2593 | 08085-2593 | SWEDESBORO |  |  |  |  | 39.7386 | '-75.3305058 |  | NL |  | C |  | P |  |  |  |  | F1
| 36 BUCKEYE RD , SWEDESBORO, NJ, 08085-3169 | 08085-3169 | SWEDESBORO |  |  |  |  | 39.7328 | '-75.3318355 |  | NL |  | O | NOT LEAD | O | NOT LEAD
| 49 BUCKEYE RD , SWEDESBORO, NJ, 08085-3099 | 08085-3099 | SWEDESBORO |  |  |  |  | 39.733 | '-75.33224368 |  | NL |  | C |  | P |  |  |  |  | F1
| 9 LOCUST LN , SWEDESBORO, NJ, 08085-3172 | 08085-3172 | SWEDESBORO |  |  |  |  | 39.7321 | '-75.33137097 |  | NL |  | O | NOT LEAD | P |  |  |  |  | RRN, F1
| 39 BUCKEYE RD , SWEDESBORO, NJ, 08085-3099 | 08085-3099 | SWEDESBORO |  |  |  |  | 39.7325 | '-75.33301603 |  | NL |  | C |  | P |  |  |  |  | F1
| 16 MANSION DR , SWEDESBORO, NJ, 08085-5061 | 08085-5061 | SWEDESBORO |  |  |  |  | 39.7408 | '-75.33431044 |  | NL |  | O | NOT LEAD | O | NOT LEAD
| 2305 LEXINGTON MEWS , SWEDESBORO, NJ, 08085-1350 | 08085-1350 | SWEDESBORO |  |  |  |  | 39.7407 | '-75.32361132 |  | NL |  | C |  | P |  |  |  |  | F1
| 2 HYLTON RD , SWEDESBORO, NJ, 08085-2593 | 08085-2593 | SWEDESBORO |  |  |  |  | 39.7375 | '-75.33275744 |  | NL |  | O | NOT LEAD | O | NOT LEAD
| 1903 LEXINGTON MEWS , SWEDESBORO, NJ, 08085-1346 | 08085-1346 | SWEDESBORO |  |  |  |  | 39.7408 | '-75.32335101 |  | NL |  | O | NOT LEAD | O | NOT LEAD
| 2302 LEXINGTON MEWS , SWEDESBORO, NJ, 08085-1350 | 08085-1350 | SWEDESBORO |  |  |  |  | 39.7406 | '-75.32343465 |  | NL |  | C |  | C |  |  |  |  | F1
| 2306 LEXINGTON MEWS , SWEDESBORO, NJ, 08085-1350 | 08085-1350 | SWEDESBORO |  |  |  |  | 39.7407 | '-75.32369239 |  | NL |  | C |  | P |  |  |  |  | F1
| 1703 LEXINGTON MEWS , SWEDESBORO, NJ, 08085-1319 | 08085-1319 | SWEDESBORO |  |  |  |  | 39.7414 | '-75.32271876 |  | NL |  | C |  | O | NOT LEAD |  |  |  | F1, RRN
| 1707 LEXINGTON MEWS , SWEDESBORO, NJ, 08085-1319 | 08085-1319 | SWEDESBORO |  |  |  |  | 39.7413 | '-75.32303822 |  | NL |  | C |  | P |  |  |  |  | F1
| 1901 LEXINGTON MEWS , SWEDESBORO, NJ, 08085-1346 | 08085-1346 | SWEDESBORO |  |  |  |  | 39.7408 | '-75.32319829 |  | NL |  | C |  | P |  |  |  |  | F1
| 2 LOCUST LN , SWEDESBORO, NJ, 08085-3171 | 08085-3171 | SWEDESBORO |  |  |  |  | 39.7318 | '-75.33210201 |  | NL |  | C |  | P |  |  |  |  | F1
| 28 HYLTON RD , SWEDESBORO, NJ, 08085-2593 | 08085-2593 | SWEDESBORO |  |  |  |  | 39.7383 | '-75.33066431 |  | NL |  | C |  | P |  |  |  |  | F1
| 8 MAPLEGROVE CT , SWEDESBORO, NJ, 08085-2501 | 08085-2501 | SWEDESBORO |  |  |  |  | 39.7408 | '-75.34059673 |  | NL |  | O | NOT LEAD | O | NOT LEAD |  |  |  | RRN
| 1902 LEXINGTON MEWS , SWEDESBORO, NJ, 08085-1346 | 08085-1346 | SWEDESBORO |  |  |  |  | 39.7409 | '-75.32325875 |  | NL |  | O | NOT LEAD | O | NOT LEAD |  |  |  | RRN
| 1904 LEXINGTON MEWS , SWEDESBORO, NJ, 08085-1346 | 08085-1346 | SWEDESBORO |  |  |  |  | 39.7408 | '-75.3232666 |  | NL |  | C |  | P |  |  |  |  | F1
| 1702 LEXINGTON MEWS , SWEDESBORO, NJ, 08085-1319 | 08085-1319 | SWEDESBORO |  |  |  |  | 39.7414 | '-75.32276761 |  | NL |  | O | NOT LEAD | O | NOT LEAD |  |  |  | RRN
| 1705 LEXINGTON MEWS , SWEDESBORO, NJ, 08085-1319 | 08085-1319 | SWEDESBORO |  |  |  |  | 39.7414 | '-75.32283475 |  | NL |  | O | NOT LEAD | O | NOT LEAD |  |  |  | RRN
| 2 MAPLEGROVE CT , WOOLWICH TWP, NJ, 08085-2501 | 08085-2501 | WOOLWICH TWP |  |  |  |  | 39.7404 | '-75.34030219 |  | NL |  | C |  | P |  |  |  |  | F1
| 8 HYLTON RD , WOOLWICH TWP, NJ, 08085-2593 | 08085-2593 | WOOLWICH TWP |  |  |  |  | 39.7374 | '-75.33214274 |  | NL |  | C |  | P |  |  |  |  | F1
| 6 MAPLEGROVE CT , WOOLWICH TWP, NJ, 08085-2501 | 08085-2501 | WOOLWICH TWP |  |  |  |  | 39.7407 | '-75.3405275 |  | NL |  | C |  | P |  |  |  |  | F1
| 10 BELAIR CT , WOOLWICH TWP, NJ, 08085-2591 | 08085-2591 | WOOLWICH TWP |  |  |  |  | 39.7389 | '-75.33156891 |  | NL |  | C |  | P |  |  |  |  | F1
| 4 HYLTON RD , WOOLWICH TWP, NJ, 08085-2593 | 08085-2593 | WOOLWICH TWP |  |  |  |  | 39.7375 | '-75.33254403 |  | NL |  | C |  | P |  |  |  |  | F1
| 4 EMBASSY DR , WOOLWICH TWP, NJ, 08085-2577 | 08085-2577 | WOOLWICH TWP |  |  |  |  | 39.738 | '-75.33377888 |  | NL |  | C |  | P |  |  |  |  | F1
| 5 MAPLEGROVE CT , WOOLWICH TWP, NJ, 08085-2501 | 08085-2501 | WOOLWICH TWP |  |  |  |  | 39.7409 | '-75.34024577 |  | NL |  | C |  | P |  |  |  |  | F1
| 1 MAPLEGROVE CT , WOOLWICH TWP, NJ, 08085-2501 | 08085-2501 | WOOLWICH TWP |  |  |  |  | 39.7406 | '-75.34006975 |  | NL |  | C |  | P |  |  |  |  | F1
| 34 EMBASSY DR , WOOLWICH TWP, NJ, 08085-2577 | 08085-2577 | WOOLWICH TWP |  |  |  |  | 39.7358 | '-75.33417275 |  | NL |  | C |  | P |  |  |  |  | F1
| 17 HYLTON RD , WOOLWICH TWP, NJ, 08085-2592 | 08085-2592 | WOOLWICH TWP |  |  |  |  | 39.7384 | '-75.33103431 |  | NL |  | O | NOT LEAD | O | NOT LEAD |  |  |  | RRN
| 2202 LEXINGTON MEWS , WOOLWICH TWP, NJ, 08085-1349 | 08085-1349 | WOOLWICH TWP |  |  |  |  | 39.7402 | '-75.32295423 |  | NL |  | O | NOT LEAD | O | NOT LEAD |  |  |  | RRN
| 2208 LEXINGTON MEWS , WOOLWICH TWP, NJ, 08085-1349 | 08085-1349 | WOOLWICH TWP |  |  |  |  | 39.7404 | '-75.3231103 |  | NL |  | C |  | P |  |  |  |  | F1
| 2207 LEXINGTON MEWS , WOOLWICH TWP, NJ, 08085-1349 | 08085-1349 | WOOLWICH TWP |  |  |  |  | 39.7404 | '-75.32302572 |  | NL |  | C |  | P |  |  |  |  | F1
| 2206 LEXINGTON MEWS , WOOLWICH TWP, NJ, 08085-1349 | 08085-1349 | WOOLWICH TWP |  |  |  |  | 39.7404 | '-75.32299622 |  | NL |  | C |  | P |  |  |  |  | F1
| 2205 LEXINGTON MEWS , WOOLWICH TWP, NJ, 08085-1349 | 08085-1349 | WOOLWICH TWP |  |  |  |  | 39.7403 | '-75.32287921 |  | NL |  | C |  | P |  |  |  |  | F1
| 2201 LEXINGTON MEWS , WOOLWICH TWP, NJ, 08085-1349 | 08085-1349 | WOOLWICH TWP |  |  |  |  | 39.7403 | '-75.32304942 |  | NL |  | C |  | P |  |  |  |  | F1
| 2204 LEXINGTON MEWS , WOOLWICH TWP, NJ, 08085-1349 | 08085-1349 | WOOLWICH TWP |  |  |  |  | 39.7402 | '-75.32282119 |  | NL |  | C |  | P |  |  |  |  | F1
| 2203 LEXINGTON MEWS , WOOLWICH TWP, NJ, 08085-1349 | 08085-1349 | WOOLWICH TWP |  |  |  |  | 39.7402 | '-75.32290309 |  | NL |  | C |  | P |  |  |  |  | F1
| 120 VILLAGE GREEN DR , WOOLWICH TWP, NJ, 08085-3180 | 08085-3180 | WOOLWICH TWP |  |  |  |  | 39.7361 | '-75.32414944 |  | NL |  | O | NOT LEAD | O | NOT LEAD |  |  |  | F1
| 1 HYLTON RD , WOOLWICH TWP, NJ, 08085-2592 | 08085-2592 | WOOLWICH TWP |  |  |  |  | 39.7378 | '-75.3325969 |  | NL |  | C |  | P |  |  |  |  | F1
| 20 EMBASSY DR , WOOLWICH TWP, NJ, 08085-2577 | 08085-2577 | WOOLWICH TWP |  |  |  |  | 39.7368 | '-75.33432588 |  | NL |  | P |  | P |  |  |  |  | F1
| 10 MAPLEGROVE CT , WOOLWICH TWP, NJ, 08085-2501 | 08085-2501 | WOOLWICH TWP |  |  |  |  | 39.741 | '-75.34061096 |  | NL |  | C |  | P |  |  |  |  | F1
| 7 HYLTON RD , WOOLWICH TWP, NJ, 08085-2592 | 08085-2592 | WOOLWICH TWP |  |  |  |  | 39.7377 | '-75.331864 |  | NL |  | C |  | P |  |  |  |  | F1
| 13 LOCUST LN , WOOLWICH TWP, NJ, 08085-3172 | 08085-3172 | WOOLWICH TWP |  |  |  |  | 39.7319 | '-75.33106767 |  | NL |  | C |  | P |  |  |  |  | F1
| 4 LOCUST LN , WOOLWICH TWP, NJ, 08085-3171 | 08085-3171 | WOOLWICH TWP |  |  |  |  | 39.7319 | '-75.33171811 |  | NL |  | O | NOT LEAD | P |  |  |  |  | RRN, F1
| 16 HYLTON RD , WOOLWICH TWP, NJ, 08085-2593 | 08085-2593 | WOOLWICH TWP |  |  |  |  | 39.7376 | '-75.33138367 |  | NL |  | O | NOT LEAD | O | NOT LEAD |  |  |  | RRN
| 4 MAPLEGROVE CT , WOOLWICH TWP, NJ, 08085-2501 | 08085-2501 | WOOLWICH TWP |  |  |  |  | 39.7406 | '-75.34040243 |  | NL |  | C |  | P |  |  |  |  | F1
| 15 LOCUST LN , WOOLWICH TWP, NJ, 08085-3172 | 08085-3172 | WOOLWICH TWP |  |  |  |  | 39.7317 | '-75.33078887 |  | NL |  | C |  | P |  |  |  |  | F1
| 77 BUCKEYE RD , WOOLWICH TWP, NJ, 08085-3141 | 08085-3141 | WOOLWICH TWP |  |  |  |  | 39.7319 | '-75.32968367 |  | NL |  | O | NOT LEAD | O | NOT LEAD |  |  |  | RRN
| 120 CENTER SQUARE RD BLDG 1, WOOLWICH, NJ, 08085 | 08085 | WOOLWICH |  |  |  |  | 39.7383 | '-75.32786285 |  | NL |  | O | NOT LEAD | O | NOT LEAD
| 120 CENTER SQUARE RD BLDG 2, WOOLWICH TWP, NJ, 08085 | 08085 | WOOLWICH TWP |  |  |  |  | 39.7381 | '-75.32798652 |  | NL |  | C |  | P |  |  |  |  | F1
| 12 HYLTON RD , WOOLWICH TWP, NJ, 08085-2593 | 08085-2593 | WOOLWICH TWP |  |  |  |  | 39.7374 | '-75.33177158 |  | NL |  | C |  | P |  |  |  |  | F1
| 8 BELAIR CT , WOOLWICH TWP, NJ, 08085-2591 | 08085-2591 | WOOLWICH TWP |  |  |  |  | 39.7388 | '-75.33140923 |  | NL |  | C |  | C |  |  |  |  | F1
| 259 WILSHIRE BLVD , WOOLWICH TWP, NJ, 08085-2583 | 08085-2583 | WOOLWICH TWP |  |  |  |  | 39.7393 | '-75.33072403 |  | NL |  | C |  | P |  |  |  |  | F1
| 9 HYLTON RD , WOOLWICH TWP, NJ, 08085-2592 | 08085-2592 | WOOLWICH TWP |  |  |  |  | 39.7378 | '-75.33156693 |  | NL |  | C |  | P |  |  |  |  | F1
| 15 EMBASSY DR , WOOLWICH TWP, NJ, 08085-2578 | 08085-2578 | WOOLWICH TWP |  |  |  |  | 39.7372 | '-75.33376868 |  | NL |  | C |  | P |  |  |  |  | F1
| 89 BUCKEYE RD , WOOLWICH TWP, NJ, 08085-3141 | 08085-3141 | WOOLWICH TWP |  |  |  |  | 39.731 | '-75.32943367 |  | NL |  | C |  | P |  |  |  |  | F1
| 75 BUCKEYE RD , WOOLWICH TWP, NJ, 08085-3141 | 08085-3141 | WOOLWICH TWP |  |  |  |  | 39.732 | '-75.32982222 |  | NL |  | C |  | P |  |  |  |  | F1
| 22 HYLTON RD , WOOLWICH TWP, NJ, 08085-2593 | 08085-2593 | WOOLWICH TWP |  |  |  |  | 39.7379 | '-75.33093856 |  | NL |  | C |  | P |  |  |  |  | F1
| 10 EMBASSY DR , WOOLWICH TWP, NJ, 08085-2577 | 08085-2577 | WOOLWICH TWP |  |  |  |  | 39.7375 | '-75.33401215 |  | NL |  | C |  | P |  |  |  |  | F1
| 32 BUCKEYE RD , WOOLWICH TWP, NJ, 08085-3169 | 08085-3169 | WOOLWICH TWP |  |  |  |  | 39.7327 | '-75.33241823 |  | NL |  | O | NOT LEAD | O | NOT LEAD |  |  |  | RRN
| 9 EMBASSY DR , WOOLWICH TWP, NJ, 08085-2578 | 08085-2578 | WOOLWICH TWP |  |  |  |  | 39.7377 | '-75.33349598 |  | NL |  | C |  | P |  |  |  |  | F1
| 19 EMBASSY DR , WOOLWICH TWP, NJ, 08085-2578 | 08085-2578 | WOOLWICH TWP |  |  |  |  | 39.7369 | '-75.33393133 |  | NL |  | C |  | P |  |  |  |  | F1
| 254 WILSHIRE BLVD , WOOLWICH TWP, NJ, 08085-2585 | 08085-2585 | WOOLWICH TWP |  |  |  |  | 39.7394 | '-75.33025202 |  | NL |  | P |  | P |  |  |  |  | F1
| 5 HYLTON RD , WOOLWICH TWP, NJ, 08085-2592 | 08085-2592 | WOOLWICH TWP |  |  |  |  | 39.7377 | '-75.33215371 |  | NL |  | C |  | P |  |  |  |  | F1
| 17 EMBASSY DR , WOOLWICH TWP, NJ, 08085-2578 | 08085-2578 | WOOLWICH TWP |  |  |  |  | 39.7371 | '-75.33383978 |  | NL |  | C |  | P |  |  |  |  | F1
| 2507 LEXINGTON MEWS , WOOLWICH TWP, NJ, 08085-1352 | 08085-1352 | WOOLWICH TWP |  |  |  |  | 39.7402 | '-75.3243327 |  | NL |  | C |  | P |  |  |  |  | F1
| 2508 LEXINGTON MEWS , WOOLWICH TWP, NJ, 08085-1352 | 08085-1352 | WOOLWICH TWP |  |  |  |  | 39.7402 | '-75.32425641 |  | NL |  | C |  | P |  |  |  |  | F1
| 2506 LEXINGTON MEWS , WOOLWICH TWP, NJ, 08085-1352 | 08085-1352 | WOOLWICH TWP |  |  |  |  | 39.7403 | '-75.32440216 |  | NL |  | C |  | P |  |  |  |  | F1
| 2505 LEXINGTON MEWS , WOOLWICH TWP, NJ, 08085-1352 | 08085-1352 | WOOLWICH TWP |  |  |  |  | 39.7403 | '-75.32430804 |  | NL |  | C |  | P |  |  |  |  | F1
| 2504 LEXINGTON MEWS , WOOLWICH TWP, NJ, 08085-1352 | 08085-1352 | WOOLWICH TWP |  |  |  |  | 39.7403 | '-75.32429359 |  | NL |  | C |  | P |  |  |  |  | F1
| 2502 LEXINGTON MEWS , WOOLWICH TWP, NJ, 08085-1352 | 08085-1352 | WOOLWICH TWP |  |  |  |  | 39.7402 | '-75.32418308 |  | NL |  | C |  | P |  |  |  |  | F1
| 2503 LEXINGTON MEWS , WOOLWICH TWP, NJ, 08085-1352 | 08085-1352 | WOOLWICH TWP |  |  |  |  | 39.7402 | '-75.32418916 |  | NL |  | C |  | P |  |  |  |  | F1
| 2501 LEXINGTON MEWS , WOOLWICH TWP, NJ, 08085-1352 | 08085-1352 | WOOLWICH TWP |  |  |  |  | 39.7401 | '-75.32420819 |  | NL |  | C |  | P |  |  |  |  | F1
| 18 EMBASSY DR , WOOLWICH TWP, NJ, 08085-2577 | 08085-2577 | WOOLWICH TWP |  |  |  |  | 39.737 | '-75.33430001 |  | NL |  | P |  | P |  |  |  |  | F1
| 46 EMBASSY DR , WOOLWICH TWP, NJ, 08085-2577 | 08085-2577 | WOOLWICH TWP |  |  |  |  | 39.7349 | '-75.33467907 |  | NL |  | P |  | P |  |  |  |  | F1
| 9 MAPLEGROVE CT , WOOLWICH TWP, NJ, 08085-2501 | 08085-2501 | WOOLWICH TWP |  |  |  |  | 39.7413 | '-75.33984513 |  | NL |  | O | NOT LEAD | O | NOT LEAD |  |  |  | RRN
| 120 CENTER SQUARE RD STE 209, WOOLWICH TWP, NJ, 08085-1864 | 08085-1864 | WOOLWICH TWP |  |  |  |  | 39.7374 | '-75.32800226 |  | NL |  | C |  | C |  |  |  |  | F1
| 2 BELAIR CT , WOOLWICH TWP, NJ, 08085-2591 | 08085-2591 | WOOLWICH TWP |  |  |  |  | 39.7386 | '-75.33090792 |  | NL |  | C |  | P |  |  |  |  | F1
| 30 EMBASSY DR , WOOLWICH TWP, NJ, 08085-2577 | 08085-2577 | WOOLWICH TWP |  |  |  |  | 39.7361 | '-75.33420301 |  | NL |  | C |  | P |  |  |  |  | F1
| 83 BUCKEYE RD , WOOLWICH TWP, NJ, 08085-3141 | 08085-3141 | WOOLWICH TWP |  |  |  |  | 39.7315 | '-75.3292962 |  | NL |  | C |  | P |  |  |  |  | F1
| 120 CENTER SQUARE RD STE 201, WOOLWICH TWP, NJ, 08085-1864 | 08085-1864 | WOOLWICH TWP |  |  |  |  | 39.7377 | '-75.32837948 |  | NL |  | C |  | C |  |  |  |  | F1
| 274 WILSHIRE BLVD , WOOLWICH TWP, NJ, 08085-2585 | 08085-2585 | WOOLWICH TWP |  |  |  |  | 39.7399 | '-75.33169302 |  | NL |  | O | NOT LEAD | P |  |  |  |  | RRN, F1
| 13 EMBASSY DR , WOOLWICH TWP, NJ, 08085-2578 | 08085-2578 | WOOLWICH TWP |  |  |  |  | 39.7374 | '-75.33369992 |  | NL |  | O | NOT LEAD | C |  |  |  |  | RRN, F1
| 33 EMBASSY DR , WOOLWICH TWP, NJ, 08085-2578 | 08085-2578 | WOOLWICH TWP |  |  |  |  | 39.7359 | '-75.33382256 |  | NL |  | C |  | P |  |  |  |  | F1
| 5 LOCUST LN , WOOLWICH TWP, NJ, 08085-3172 | 08085-3172 | WOOLWICH TWP |  |  |  |  | 39.7321 | '-75.33181998 |  | NL |  | C |  | P |  |  |  |  | F1
| 26 EMBASSY DR , WOOLWICH TWP, NJ, 08085-2577 | 08085-2577 | WOOLWICH TWP |  |  |  |  | 39.7364 | '-75.33425179 |  | NL |  | C |  | P |  |  |  |  | F1
| 22 LOCUST LN , WOOLWICH TWP, NJ, 08085-3171 | 08085-3171 | WOOLWICH TWP |  |  |  |  | 39.7317 | '-75.33001596 |  | NL |  | C |  | P |  |  |  |  | F1
| 120 CENTER SQUARE (UNIT 108) RD , WOOLWICH TWP, NJ, 08085 | 08085 | WOOLWICH TWP |  |  |  |  | 39.7377 | '-75.32777076 |  | NL |  | C |  | C |  |  |  |  | F1
| 120 CENTER SQUARE RD STORE 109, WOOLWICH TWP, NJ, 08085 | 08085 | WOOLWICH TWP |  |  |  |  | 39.7381 | '-75.32837079 |  | NL |  | C |  | C |  |  |  |  | F1
| 21 EMBASSY DR , WOOLWICH TWP, NJ, 08085-2578 | 08085-2578 | WOOLWICH TWP |  |  |  |  | 39.7367 | '-75.33395949 |  | NL |  | O | NOT LEAD | O | NOT LEAD |  |  |  | RRN
| 28 EMBASSY DR , WOOLWICH TWP, NJ, 08085-2577 | 08085-2577 | WOOLWICH TWP |  |  |  |  | 39.7362 | '-75.33425636 |  | NL |  | C |  | P |  |  |  |  | F1
| 248 WILSHIRE BLVD , WOOLWICH TWP, NJ, 08085-2585 | 08085-2585 | WOOLWICH TWP |  |  |  |  | 39.7392 | '-75.3298098 |  | NL |  | P |  | P |  |  |  |  | F1
| 120 CENTER SQUARE RD STE 102, WOOLWICH TWP, NJ, 08085-1863 | 08085-1863 | WOOLWICH TWP |  |  |  |  | 39.7384 | '-75.3282078 |  | NL |  | C |  | C |  |  |  |  | F1
| 269 WILSHIRE BLVD , WOOLWICH TWP, NJ, 08085-2583 | 08085-2583 | WOOLWICH TWP |  |  |  |  | 39.7396 | '-75.33144316 |  | NL |  | C |  | P |  |  |  |  | F1
| 260 WILSHIRE BLVD , WOOLWICH TWP, NJ, 08085-2585 | 08085-2585 | WOOLWICH TWP |  |  |  |  | 39.7395 | '-75.33068441 |  | NL |  | C |  | P |  |  |  |  | F1
| 3 MAPLEGROVE CT , WOOLWICH TWP, NJ, 08085-2501 | 08085-2501 | WOOLWICH TWP |  |  |  |  | 39.7407 | '-75.34013036 |  | NL |  | C |  | P |  |  |  |  | F1
| 8 BUCKEYE RD , WOOLWICH TWP, NJ, 08085-3144 | 08085-3144 | WOOLWICH TWP |  |  |  |  | 39.7307 | '-75.33123414 |  | NL |  | C |  | P |  |  |  |  | F1
| 11 HYLTON RD , WOOLWICH TWP, NJ, 08085-2592 | 08085-2592 | WOOLWICH TWP |  |  |  |  | 39.7379 | '-75.33135584 |  | NL |  | C |  | P |  |  |  |  | F1
| 24 EMBASSY DR , WOOLWICH TWP, NJ, 08085-2577 | 08085-2577 | WOOLWICH TWP |  |  |  |  | 39.7366 | '-75.33427607 |  | NL |  | C |  | P |  |  |  |  | F1
| 13 HYLTON RD , WOOLWICH TWP, NJ, 08085-2592 | 08085-2592 | WOOLWICH TWP |  |  |  |  | 39.7381 | '-75.33122671 |  | NL |  | O | NOT LEAD | P |  |  |  |  | RRN, F1
| 6 HYLTON RD , WOOLWICH TWP, NJ, 08085-2593 | 08085-2593 | WOOLWICH TWP |  |  |  |  | 39.7374 | '-75.33236556 |  | NL |  | C |  | P |  |  |  |  | F1
| 264 WILSHIRE BLVD , WOOLWICH TWP, NJ, 08085-2585 | 08085-2585 | WOOLWICH TWP |  |  |  |  | 39.7396 | '-75.33096353 |  | NL |  | C |  | P |  |  |  |  | F1
| 250 WILSHIRE BLVD , WOOLWICH TWP, NJ, 08085-2585 | 08085-2585 | WOOLWICH TWP |  |  |  |  | 39.7393 | '-75.32994383 |  | NL |  | C |  | P |  |  |  |  | F1
| 21 BUCKEYE RD , WOOLWICH TWP, NJ, 08085-3099 | 08085-3099 | WOOLWICH TWP |  |  |  |  | 39.7311 | '-75.33213988 |  | NL |  | C |  | P |  |  |  |  | F1
| 7 WILSHIRE BLVD , WOOLWICH TWP, NJ, 08085-2580 | 08085-2580 | WOOLWICH TWP |  |  |  |  | 39.735 | '-75.33320676 |  | NL |  | C |  | P |  |  |  |  | F1
| 25 BUCKEYE RD , WOOLWICH TWP, NJ, 08085-3099 | 08085-3099 | WOOLWICH TWP |  |  |  |  | 39.7314 | '-75.33239513 |  | NL |  | C |  | P |  |  |  |  | F1
| 12 LOCUST LN , WOOLWICH TWP, NJ, 08085-3171 | 08085-3171 | WOOLWICH TWP |  |  |  |  | 39.7315 | '-75.33102956 |  | NL |  | C |  | P |  |  |  |  | F1
| 23 BUCKEYE RD , WOOLWICH TWP, NJ, 08085-3099 | 08085-3099 | WOOLWICH TWP |  |  |  |  | 39.7312 | '-75.33227899 |  | NL |  | O | NOT LEAD | O | NOT LEAD
| 19 BUCKEYE RD , WOOLWICH TWP, NJ, 08085-3099 | 08085-3099 | WOOLWICH TWP |  |  |  |  | 39.731 | '-75.33201989 |  | NL |  | O | NOT LEAD | O | NOT LEAD |  |  |  | RRN
| 268 WILSHIRE BLVD , WOOLWICH TWP, NJ, 08085-2585 | 08085-2585 | WOOLWICH TWP |  |  |  |  | 39.7397 | '-75.33126291 |  | NL |  | C |  | P |  |  |  |  | F1
| 18 BUCKEYE RD , WOOLWICH TWP, NJ, 08085-3144 | 08085-3144 | WOOLWICH TWP |  |  |  |  | 39.7314 | '-75.33197813 |  | NL |  | C |  | P |  |  |  |  | F1
| 5 WILSHIRE BLVD , WOOLWICH TWP, NJ, 08085-2580 | 08085-2580 | WOOLWICH TWP |  |  |  |  | 39.7351 | '-75.33343 |  | NL |  | O | NOT LEAD | O | NOT LEAD |  |  |  | RRN
| 38 HYLTON RD , WOOLWICH TWP, NJ, 08085-2593 | 08085-2593 | WOOLWICH TWP |  |  |  |  | 39.739 | '-75.33023087 |  | NL |  | O | NOT LEAD | O | NOT LEAD |  |  |  | RRN
| 35 EMBASSY DR , WOOLWICH TWP, NJ, 08085-2578 | 08085-2578 | WOOLWICH TWP |  |  |  |  | 39.7357 | '-75.33383097 |  | NL |  | O | NOT LEAD | O | NOT LEAD
| 3 HYLTON RD , WOOLWICH TWP, NJ, 08085-2592 | 08085-2592 | WOOLWICH TWP |  |  |  |  | 39.7377 | '-75.33240569 |  | NL |  | C |  | P |  |  |  |  | F1
| 6 WESLEY DR , WOOLWICH TWP, NJ, 08085-2587 | 08085-2587 | WOOLWICH TWP |  |  |  |  | 39.7364 | '-75.33255095 |  | NL |  | O | NOT LEAD | P |  |  |  |  | RRN, F1
| 36 EMBASSY DR , WOOLWICH TWP, NJ, 08085-2577 | 08085-2577 | WOOLWICH TWP |  |  |  |  | 39.7355 | '-75.33421026 |  | NL |  | C |  | P |  |  |  |  | F1
| 20 HYLTON RD , WOOLWICH TWP, NJ, 08085-2593 | 08085-2593 | WOOLWICH TWP |  |  |  |  | 39.7378 | '-75.33105895 |  | NL |  | O | NOT LEAD | O | NOT LEAD |  |  |  | RRN
| 252 WILSHIRE BLVD , WOOLWICH TWP, NJ, 08085-2585 | 08085-2585 | WOOLWICH TWP |  |  |  |  | 39.7393 | '-75.33010377 |  | NL |  | C |  | P |  |  |  |  | F1
| 1 OAKS DR APT F201, WOOLWICH TWP, NJ, 08085-1435 | 08085-1435 | WOOLWICH TWP |  |  |  |  | 39.7343 | '-75.3230834 |  | NL |  | C |  | P |  |  |  |  | F1
| 1 OAKS DR APT F202, WOOLWICH TWP, NJ, 08085-1435 | 08085-1435 | WOOLWICH TWP |  |  |  |  | 39.7343 | '-75.32303079 |  | NL |  | C |  | P |  |  |  |  | F1
| 1 OAKS DR APT F203, WOOLWICH TWP, NJ, 08085-1435 | 08085-1435 | WOOLWICH TWP |  |  |  |  | 39.7343 | '-75.32296892 |  | NL |  | C |  | P |  |  |  |  | F1
| 1 OAKS DR APT F204, WOOLWICH TWP, NJ, 08085-1435 | 08085-1435 | WOOLWICH TWP |  |  |  |  | 39.7343 | '-75.32291631 |  | NL |  | C |  | P |  |  |  |  | F1
| 1 OAKS DR APT F205, WOOLWICH TWP, NJ, 08085-1435 | 08085-1435 | WOOLWICH TWP |  |  |  |  | 39.7342 | '-75.32286058 |  | NL |  | C |  | P |  |  |  |  | F1
| 1 OAKS DR BLDG F, WOOLWICH TWP, NJ, 08085 | 08085 | WOOLWICH TWP |  |  |  |  | 39.7342 | '-75.32283349 |  | NL |  | C |  | P |  |  |  |  | F1
| 32 EMBASSY DR , WOOLWICH TWP, NJ, 08085-2577 | 08085-2577 | WOOLWICH TWP |  |  |  |  | 39.7359 | '-75.33421064 |  | NL |  | C |  | P |  |  |  |  | F1
| 37 EMBASSY DR , WOOLWICH TWP, NJ, 08085-2578 | 08085-2578 | WOOLWICH TWP |  |  |  |  | 39.7356 | '-75.33383394 |  | NL |  | C |  | P |  |  |  |  | F1
| 267 WILSHIRE BLVD , WOOLWICH TWP, NJ, 08085-2583 | 08085-2583 | WOOLWICH TWP |  |  |  |  | 39.7395 | '-75.33129397 |  | NL |  | C |  | P |  |  |  |  | F1
| 270 WILSHIRE BLVD , WOOLWICH TWP, NJ, 08085-2585 | 08085-2585 | WOOLWICH TWP |  |  |  |  | 39.7398 | '-75.33139912 |  | NL |  | C |  | P |  |  |  |  | F1
| 9 WILSHIRE BLVD , WOOLWICH TWP, NJ, 08085-2580 | 08085-2580 | WOOLWICH TWP |  |  |  |  | 39.7351 | '-75.33280423 |  | NL |  | P |  | P |  |  |  |  | F1
| 18 HYLTON RD , WOOLWICH TWP, NJ, 08085-2593 | 08085-2593 | WOOLWICH TWP |  |  |  |  | 39.7376 | '-75.33124269 |  | NL |  | O | NOT LEAD | O | NOT LEAD |  |  |  | RRN
| 1 OAKS DR APT F105, WOOLWICH TWP, NJ, 08085-1428 | 08085-1428 | WOOLWICH TWP |  |  |  |  | 39.7342 | '-75.32273678 |  | NL |  | C |  | P |  |  |  |  | F1
| 1 OAKS DR APT F104, WOOLWICH TWP, NJ, 08085-1428 | 08085-1428 | WOOLWICH TWP |  |  |  |  | 39.7342 | '-75.32267794 |  | NL |  | O | NOT LEAD | P |  |  |  |  | O, F1 | Institutional Knowledge
| 1 OAKS DR APT F103, WOOLWICH TWP, NJ, 08085-1428 | 08085-1428 | WOOLWICH TWP |  |  |  |  | 39.7342 | '-75.32265397 |  | NL |  | C |  | P |  |  |  |  | F1
| 1 OAKS DR APT F102, WOOLWICH TWP, NJ, 08085-1428 | 08085-1428 | WOOLWICH TWP |  |  |  |  | 39.7342 | '-75.32259515 |  | NL |  | C |  | P |  |  |  |  | F1
| 1 OAKS DR APT EHOUSE, WOOLWICH TWP, NJ, 08085 | 08085 | WOOLWICH TWP |  |  |  |  | 39.7341 | '-75.32253629 |  | NL |  | C |  | P |  |  |  |  | F1
| 1 OAKS DR APT F101, WOOLWICH TWP, NJ, 08085-1428 | 08085-1428 | WOOLWICH TWP |  |  |  |  | 39.7341 | '-75.32244578 |  | NL |  | O | NOT LEAD | O | NOT LEAD |  |  |  | O | Institutional Knowledge
| 1 OAKS DR APT E204, WOOLWICH TWP, NJ, 08085-1435 | 08085-1435 | WOOLWICH TWP |  |  |  |  | 39.7341 | '-75.32241872 |  | NL |  | C |  | P |  |  |  |  | F1
| 1 OAKS DR APT E203, WOOLWICH TWP, NJ, 08085-1435 | 08085-1435 | WOOLWICH TWP |  |  |  |  | 39.7341 | '-75.32235367 |  | NL |  | C |  | P |  |  |  |  | F1
| 1 OAKS DR APT E202, WOOLWICH TWP, NJ, 08085-1435 | 08085-1435 | WOOLWICH TWP |  |  |  |  | 39.7341 | '-75.32225391 |  | NL |  | C |  | P |  |  |  |  | F1
| 1 OAKS DR APT E201, WOOLWICH TWP, NJ, 08085-1435 | 08085-1435 | WOOLWICH TWP |  |  |  |  | 39.7341 | '-75.32218583 |  | NL |  | C |  | P |  |  |  |  | F1
| 1 OAKS DR APT E104, WOOLWICH TWP, NJ, 08085-1428 | 08085-1428 | WOOLWICH TWP |  |  |  |  | 39.7341 | '-75.32212705 |  | NL |  | C |  | P |  |  |  |  | F1
| 1 OAKS DR APT E103, WOOLWICH TWP, NJ, 08085-1428 | 08085-1428 | WOOLWICH TWP |  |  |  |  | 39.7341 | '-75.32205589 |  | NL |  | C |  | P |  |  |  |  | F1
| 1 OAKS DR APT E102, WOOLWICH TWP, NJ, 08085-1428 | 08085-1428 | WOOLWICH TWP |  |  |  |  | 39.7341 | '-75.32198785 |  | NL |  | C |  | P |  |  |  |  | F1
| 1 OAKS DR APT E101, WOOLWICH TWP, NJ, 08085-1428 | 08085-1428 | WOOLWICH TWP |  |  |  |  | 39.734 | '-75.32192289 |  | NL |  | C |  | P |  |  |  |  | F1
| 301 HIGH HILL RD , WOOLWICH TWP, NJ, 08085-1781 | 08085-1781 | WOOLWICH TWP |  |  |  |  | 39.7509 | '-75.33302684 |  | NL |  | O | NOT LEAD | O | NOT LEAD |  |  |  | O | Institutional Knowledge
| 1 OAKS DR APT A102, WOOLWICH TWP, NJ, 08085-1428 | 08085-1428 | WOOLWICH TWP |  |  |  |  | 39.734 | '-75.32185485 |  | NL |  | O | NOT LEAD | C |  |  |  |  | O, F1 | Institutional Knowledge
| 1 OAKS DR APT A101, WOOLWICH TWP, NJ, 08085-1428 | 08085-1428 | WOOLWICH TWP |  |  |  |  | 39.734 | '-75.32169323 |  | NL |  | C |  | C |  |  |  |  | F1
| 1 OAKS DR APT A201, WOOLWICH TWP, NJ, 08085-1435 | 08085-1435 | WOOLWICH TWP |  |  |  |  | 39.734 | '-75.32162229 |  | NL |  | C |  | C |  |  |  |  | F1
| 1 OAKS DR APT A103, WOOLWICH TWP, NJ, 08085-1428 | 08085-1428 | WOOLWICH TWP |  |  |  |  | 39.7341 | '-75.32155148 |  | NL |  | P |  | P |  |  |  |  | F1
| 1 OAKS DR APT AHOUSE, WOOLWICH TWP, NJ, 08085 | 08085 | WOOLWICH TWP |  |  |  |  | 39.7341 | '-75.32152173 |  | NL |  | C |  | C |  |  |  |  | F1
| 1 OAKS DR APT A206, WOOLWICH TWP, NJ, 08085-1435 | 08085-1435 | WOOLWICH TWP |  |  |  |  | 39.7341 | '-75.32144713 |  | NL |  | O | NOT LEAD | O | NOT LEAD |  |  |  | O | Institutional Knowledge
| 1 OAKS DR APT A205, WOOLWICH TWP, NJ, 08085-1435 | 08085-1435 | WOOLWICH TWP |  |  |  |  | 39.7342 | '-75.32129701 |  | NL |  | C |  | P |  |  |  |  | F1
| 1 OAKS DR APT A202, WOOLWICH TWP, NJ, 08085-1435 | 08085-1435 | WOOLWICH TWP |  |  |  |  | 39.7343 | '-75.32126354 |  | NL |  | O | NOT LEAD | C |  |  |  |  | O, F1 | Institutional Knowledge
| 1 OAKS DR APT A203, WOOLWICH TWP, NJ, 08085-1435 | 08085-1435 | WOOLWICH TWP |  |  |  |  | 39.7343 | '-75.32124552 |  | NL |  | O | NOT LEAD | O | NOT LEAD |  |  |  | O | Institutional Knowledge
| 1 OAKS DR APT A106, WOOLWICH TWP, NJ, 08085-1428 | 08085-1428 | WOOLWICH TWP |  |  |  |  | 39.7344 | '-75.32122757 |  | NL |  | C |  | P |  |  |  |  | F1
| 1 OAKS DR APT A105, WOOLWICH TWP, NJ, 08085-1428 | 08085-1428 | WOOLWICH TWP |  |  |  |  | 39.7344 | '-75.32120337 |  | NL |  | C |  | P |  |  |  |  | F1
| 1 OAKS DR APT A204, WOOLWICH TWP, NJ, 08085-1435 | 08085-1435 | WOOLWICH TWP |  |  |  |  | 39.7345 | '-75.32119155 |  | NL |  | C |  | P |  |  |  |  | F1
| 1 OAKS DR APT A104, WOOLWICH TWP, NJ, 08085-1428 | 08085-1428 | WOOLWICH TWP |  |  |  |  | 39.7345 | '-75.32117977 |  | NL |  | C |  | P |  |  |  |  | F1
| 1 OAKS DR APT B204, WOOLWICH TWP, NJ, 08085-1435 | 08085-1435 | WOOLWICH TWP |  |  |  |  | 39.7345 | '-75.32115861 |  | NL |  | C |  | P |  |  |  |  | F1
| 1 OAKS DR APT B106, WOOLWICH TWP, NJ, 08085-1428 | 08085-1428 | WOOLWICH TWP |  |  |  |  | 39.7346 | '-75.32114984 |  | NL |  | C |  | P |  |  |  |  | F1
| 1 OAKS DR APT B206, WOOLWICH TWP, NJ, 08085-1435 | 08085-1435 | WOOLWICH TWP |  |  |  |  | 39.7346 | '-75.32115029 |  | NL |  | C |  | P |  |  |  |  | F1
| 1 OAKS DR APT B105, WOOLWICH TWP, NJ, 08085-1428 | 08085-1428 | WOOLWICH TWP |  |  |  |  | 39.7347 | '-75.32114151 |  | NL |  | C |  | P |  |  |  |  | F1
| 1 OAKS DR APT B202, WOOLWICH TWP, NJ, 08085-1435 | 08085-1435 | WOOLWICH TWP |  |  |  |  | 39.7347 | '-75.32115211 |  | NL |  | C |  | P |  |  |  |  | F1
| 1 OAKS DR APT B203, WOOLWICH TWP, NJ, 08085-1435 | 08085-1435 | WOOLWICH TWP |  |  |  |  | 39.7347 | '-75.32110549 |  | NL |  | C |  | P |  |  |  |  | F1
| 1 OAKS DR APT B102, WOOLWICH TWP, NJ, 08085-1428 | 08085-1428 | WOOLWICH TWP |  |  |  |  | 39.7348 | '-75.32109668 |  | NL |  | C |  | P |  |  |  |  | F1
| 1 OAKS DR APT B205, WOOLWICH TWP, NJ, 08085-1435 | 08085-1435 | WOOLWICH TWP |  |  |  |  | 39.7348 | '-75.32107547 |  | NL |  | C |  | P |  |  |  |  | F1
| 1 OAKS DR APT B201, WOOLWICH TWP, NJ, 08085-1435 | 08085-1435 | WOOLWICH TWP |  |  |  |  | 39.7349 | '-75.32106059 |  | NL |  | C |  | P |  |  |  |  | F1
| 1 OAKS DR APT B104, WOOLWICH TWP, NJ, 08085-1428 | 08085-1428 | WOOLWICH TWP |  |  |  |  | 39.7349 | '-75.32139411 |  | NL |  | C |  | P |  |  |  |  | F1
| 1 OAKS DR BLDG B, WOOLWICH TWP, NJ, 08085 | 08085 | WOOLWICH TWP |  |  |  |  | 39.7349 | '-75.32147227 |  | NL |  | C |  | P |  |  |  |  | F1
| 1 OAKS DR APT B101, WOOLWICH TWP, NJ, 08085-1428 | 08085-1428 | WOOLWICH TWP |  |  |  |  | 39.7349 | '-75.32149636 |  | NL |  | C |  | P |  |  |  |  | F1
| 1 OAKS DR APT B103, WOOLWICH TWP, NJ, 08085-1428 | 08085-1428 | WOOLWICH TWP |  |  |  |  | 39.7349 | '-75.32154891 |  | NL |  | C |  | P |  |  |  |  | F1
| 1 OAKS DR APT C202, WOOLWICH TWP, NJ, 08085-1435 | 08085-1435 | WOOLWICH TWP |  |  |  |  | 39.7349 | '-75.32160467 |  | NL |  | C |  | P |  |  |  |  | F1
| 1 OAKS DR BLDG COMM, WOOLWICH TWP, NJ, 08085 | 08085 | WOOLWICH TWP |  |  |  |  | 39.7349 | '-75.32165722 |  | NL |  | P |  | P |  |  |  |  | F1
| 1 OAKS DR APT C205, WOOLWICH TWP, NJ, 08085-1435 | 08085-1435 | WOOLWICH TWP |  |  |  |  | 39.735 | '-75.32170675 |  | NL |  | C |  | P |  |  |  |  | F1
| 1 OAKS DR APT C104, WOOLWICH TWP, NJ, 08085-1428 | 08085-1428 | WOOLWICH TWP |  |  |  |  | 39.735 | '-75.3217687 |  | NL |  | O | NOT LEAD | O | NOT LEAD |  |  |  | O | Institutional Knowledge
| 1 OAKS DR APT C206, WOOLWICH TWP, NJ, 08085-1435 | 08085-1435 | WOOLWICH TWP |  |  |  |  | 39.735 | '-75.32182757 |  | NL |  | C |  | P |  |  |  |  | F1
| 1 OAKS DR APT C204, WOOLWICH TWP, NJ, 08085-1435 | 08085-1435 | WOOLWICH TWP |  |  |  |  | 39.735 | '-75.32189871 |  | NL |  | C |  | P |  |  |  |  | F1
| 1 OAKS DR APT C105, WOOLWICH TWP, NJ, 08085-1428 | 08085-1428 | WOOLWICH TWP |  |  |  |  | 39.735 | '-75.32195134 |  | NL |  | C |  | P |  |  |  |  | F1
| 1 OAKS DR APT C106, WOOLWICH TWP, NJ, 08085-1428 | 08085-1428 | WOOLWICH TWP |  |  |  |  | 39.735 | '-75.32201327 |  | NL |  | C |  | P |  |  |  |  | F1
| 1 OAKS DR APT C101, WOOLWICH TWP, NJ, 08085-1428 | 08085-1428 | WOOLWICH TWP |  |  |  |  | 39.735 | '-75.32207514 |  | NL |  | O | NOT LEAD | O | NOT LEAD |  |  |  | F1
| 1 OAKS DR APT C102, WOOLWICH TWP, NJ, 08085-1428 | 08085-1428 | WOOLWICH TWP |  |  |  |  | 39.7351 | '-75.32214942 |  | NL |  | C |  | P |  |  |  |  | F1
| 1 OAKS DR APT C103, WOOLWICH TWP, NJ, 08085-1428 | 08085-1428 | WOOLWICH TWP |  |  |  |  | 39.7351 | '-75.32222369 |  | NL |  | C |  | P |  |  |  |  | F1
| 1 OAKS DR APT C203, WOOLWICH TWP, NJ, 08085-1435 | 08085-1435 | WOOLWICH TWP |  |  |  |  | 39.7351 | '-75.32229179 |  | NL |  | C |  | P |  |  |  |  | F1
| 1 OAKS DR APT C201, WOOLWICH TWP, NJ, 08085-1435 | 08085-1435 | WOOLWICH TWP |  |  |  |  | 39.7351 | '-75.32234749 |  | NL |  | O | NOT LEAD | O | NOT LEAD |  |  |  | O | Institutional Knowledge
| 1 OAKS DR APT CHOUSE, WOOLWICH TWP, NJ, 08085 | 08085 | WOOLWICH TWP |  |  |  |  | 39.7351 | '-75.32243494 |  | NL |  | C |  | O | NOT LEAD |  |  |  | F1, O | Institutional Knowledge
| 1 OAKS DR APT D206, WOOLWICH TWP, NJ, 08085-1435 | 08085-1435 | WOOLWICH TWP |  |  |  |  | 39.7351 | '-75.32247135 |  | NL |  | C |  | C |  |  |  |  | F1
| 1 OAKS DR APT D103, WOOLWICH TWP, NJ, 08085-1428 | 08085-1428 | WOOLWICH TWP |  |  |  |  | 39.7351 | '-75.32255165 |  | NL |  | C |  | P |  |  |  |  | F1
| 1 OAKS DR APT D101, WOOLWICH TWP, NJ, 08085-1428 | 08085-1428 | WOOLWICH TWP |  |  |  |  | 39.7351 | '-75.32261647 |  | NL |  | C |  | P |  |  |  |  | F1
| 1 OAKS DR APT D201, WOOLWICH TWP, NJ, 08085-1435 | 08085-1435 | WOOLWICH TWP |  |  |  |  | 39.7352 | '-75.32269692 |  | NL |  | C |  | P |  |  |  |  | F1
| 1 OAKS DR APT D102, WOOLWICH TWP, NJ, 08085-1428 | 08085-1428 | WOOLWICH TWP |  |  |  |  | 39.735 | '-75.32284182 |  | NL |  | C |  | P |  |  |  |  | F1
| 1 OAKS DR APT D202, WOOLWICH TWP, NJ, 08085-1435 | 08085-1435 | WOOLWICH TWP |  |  |  |  | 39.735 | '-75.32278987 |  | NL |  | C |  | P |  |  |  |  | F1
| 1 OAKS DR APT D204, WOOLWICH TWP, NJ, 08085-1435 | 08085-1435 | WOOLWICH TWP |  |  |  |  | 39.7349 | '-75.32268064 |  | NL |  | C |  | P |  |  |  |  | F1
| 1 OAKS DR APT D205, WOOLWICH TWP, NJ, 08085-1435 | 08085-1435 | WOOLWICH TWP |  |  |  |  | 39.7349 | '-75.32263806 |  | NL |  | C |  | P |  |  |  |  | F1
| 1 OAKS DR APT D105, WOOLWICH TWP, NJ, 08085-1428 | 08085-1428 | WOOLWICH TWP |  |  |  |  | 39.7349 | '-75.32253521 |  | NL |  | C |  | P |  |  |  |  | F1
| 1 OAKS DR APT D203, WOOLWICH TWP, NJ, 08085-1435 | 08085-1435 | WOOLWICH TWP |  |  |  |  | 39.7349 | '-75.32246714 |  | NL |  | C |  | P |  |  |  |  | F1
| 1 OAKS DR APT D106, WOOLWICH TWP, NJ, 08085-1428 | 08085-1428 | WOOLWICH TWP |  |  |  |  | 39.7349 | '-75.32240838 |  | NL |  | O | NOT LEAD | P |  |  |  |  | F1
| 1 OAKS DR BLDG DHOUSE, WOOLWICH TWP, NJ, 08085 | 08085 | WOOLWICH TWP |  |  |  |  | 39.7349 | '-75.32236886 |  | NL |  | C |  | P |  |  |  |  | F1
| 1 OAKS DR APT D104, WOOLWICH TWP, NJ, 08085-1428 | 08085-1428 | WOOLWICH TWP |  |  |  |  | 39.7349 | '-75.32228764 |  | NL |  | C |  | P |  |  |  |  | F1
| 1 OAKS DR BLDG GHOUSE, WOOLWICH TWP, NJ, 08085 | 08085 | WOOLWICH TWP |  |  |  |  | 39.7349 | '-75.32216881 |  | NL |  | C |  | P |  |  |  |  | F1
| 1 OAKS DR APT G204, WOOLWICH TWP, NJ, 08085-1435 | 08085-1435 | WOOLWICH TWP |  |  |  |  | 39.7348 | '-75.32221987 |  | NL |  | C |  | P |  |  |  |  | F1
| 1 OAKS DR APT G203, WOOLWICH TWP, NJ, 08085-1435 | 08085-1435 | WOOLWICH TWP |  |  |  |  | 39.7348 | '-75.3222316 |  | NL |  | C |  | P |  |  |  |  | F1
| 1 OAKS DR BLDG HHOUSE, WOOLWICH TWP, NJ, 08085 | 08085 | WOOLWICH TWP |  |  |  |  | 39.7347 | '-75.32227504 |  | NL |  | C |  | P |  |  |  |  | F1
| 1 OAKS DR APT G202, WOOLWICH TWP, NJ, 08085-1435 | 08085-1435 | WOOLWICH TWP |  |  |  |  | 39.7347 | '-75.32226447 |  | NL |  | C |  | P |  |  |  |  | F1
| 1 OAKS DR APT G201, WOOLWICH TWP, NJ, 08085-1435 | 08085-1435 | WOOLWICH TWP |  |  |  |  | 39.7347 | '-75.32227016 |  | NL |  | C |  | P |  |  |  |  | F1
| 1 OAKS DR APT G101, WOOLWICH TWP, NJ, 08085-1428 | 08085-1428 | WOOLWICH TWP |  |  |  |  | 39.7346 | '-75.32228814 |  | NL |  | C |  | P |  |  |  |  | F1
| 1 OAKS DR APT G102, WOOLWICH TWP, NJ, 08085-1428 | 08085-1428 | WOOLWICH TWP |  |  |  |  | 39.7346 | '-75.32230921 |  | NL |  | C |  | P |  |  |  |  | F1
| 1 OAKS DR APT G103, WOOLWICH TWP, NJ, 08085-1428 | 08085-1428 | WOOLWICH TWP |  |  |  |  | 39.7345 | '-75.32232102 |  | NL |  | C |  | P |  |  |  |  | F1
| 1 OAKS DR APT G104, WOOLWICH TWP, NJ, 08085-1428 | 08085-1428 | WOOLWICH TWP |  |  |  |  | 39.7345 | '-75.32233903 |  | NL |  | C |  | P |  |  |  |  | F1
| 1 OAKS DR APT H203, WOOLWICH TWP, NJ, 08085-1435 | 08085-1435 | WOOLWICH TWP |  |  |  |  | 39.7344 | '-75.32234764 |  | NL |  | C |  | P |  |  |  |  | F1
| 1 OAKS DR APT H204, WOOLWICH TWP, NJ, 08085-1435 | 08085-1435 | WOOLWICH TWP |  |  |  |  | 39.7343 | '-75.32206909 |  | NL |  | C |  | P |  |  |  |  | F1
| 1 OAKS DR APT H205, WOOLWICH TWP, NJ, 08085-1435 | 08085-1435 | WOOLWICH TWP |  |  |  |  | 39.7344 | '-75.32202272 |  | NL |  | C |  | P |  |  |  |  | F1
| 1 OAKS DR APT H206, WOOLWICH TWP, NJ, 08085-1435 | 08085-1435 | WOOLWICH TWP |  |  |  |  | 39.7344 | '-75.32200783 |  | NL |  | C |  | P |  |  |  |  | F1
| 1 OAKS DR APT H104, WOOLWICH TWP, NJ, 08085-1428 | 08085-1428 | WOOLWICH TWP |  |  |  |  | 39.7345 | '-75.32199291 |  | NL |  | C |  | P |  |  |  |  | F1
| 1 OAKS DR APT H201, WOOLWICH TWP, NJ, 08085-1435 | 08085-1435 | WOOLWICH TWP |  |  |  |  | 39.7345 | '-75.32197798 |  | NL |  | C |  | P |  |  |  |  | F1
| 1 OAKS DR APT H103, WOOLWICH TWP, NJ, 08085-1428 | 08085-1428 | WOOLWICH TWP |  |  |  |  | 39.7346 | '-75.32196606 |  | NL |  | C |  | P |  |  |  |  | F1
| 1 OAKS DR APT H101, WOOLWICH TWP, NJ, 08085-1428 | 08085-1428 | WOOLWICH TWP |  |  |  |  | 39.7346 | '-75.32198586 |  | NL |  | C |  | P |  |  |  |  | F1
| 1 OAKS DR APT H102, WOOLWICH TWP, NJ, 08085-1428 | 08085-1428 | WOOLWICH TWP |  |  |  |  | 39.7346 | '-75.3219423 |  | NL |  | C |  | C |  |  |  |  | F1
| 1 OAKS DR APT H202, WOOLWICH TWP, NJ, 08085-1435 | 08085-1435 | WOOLWICH TWP |  |  |  |  | 39.7346 | '-75.32195588 |  | NL |  | C |  | P |  |  |  |  | F1
| 1 OAKS DR APT H105, WOOLWICH TWP, NJ, 08085-1428 | 08085-1428 | WOOLWICH TWP |  |  |  |  | 39.7347 | '-75.32191234 |  | NL |  | C |  | P |  |  |  |  | F1
| 1 OAKS DR APT H106, WOOLWICH TWP, NJ, 08085-1428 | 08085-1428 | WOOLWICH TWP |  |  |  |  | 39.7347 | '-75.32190045 |  | NL |  | C |  | P |  |  |  |  | F1
| 44 EMBASSY DR , WOOLWICH TWP, NJ, 08085-2577 | 08085-2577 | WOOLWICH TWP |  |  |  |  | 39.7351 | '-75.33456403 |  | NL |  | O | NOT LEAD | O | NOT LEAD |  |  |  | RRN
| 22 EMBASSY DR , WOOLWICH TWP, NJ, 08085-2577 | 08085-2577 | WOOLWICH TWP |  |  |  |  | 39.7367 | '-75.33429 |  | NL |  | O | NOT LEAD | O | NOT LEAD
| 1 WESLEY DR , WOOLWICH TWP, NJ, 08085-2586 | 08085-2586 | WOOLWICH TWP |  |  |  |  | 39.7366 | '-75.33310217 |  | NL |  | O | NOT LEAD | O | NOT LEAD |  |  |  | RRN
| 256 WILSHIRE BLVD , WOOLWICH TWP, NJ, 08085-2585 | 08085-2585 | WOOLWICH TWP |  |  |  |  | 39.7394 | '-75.3304191 |  | NL |  | O | NOT LEAD | P |  |  |  |  | RRN, F1
| 2 WESLEY DR , WOOLWICH TWP, NJ, 08085-2587 | 08085-2587 | WOOLWICH TWP |  |  |  |  | 39.7364 | '-75.33309122 |  | NL |  | C |  | P |  |  |  |  | F1
| 103 WILSHIRE BLVD , WOOLWICH TWP, NJ, 08085-2581 | 08085-2581 | WOOLWICH TWP |  |  |  |  | 39.7354 | '-75.33216214 |  | NL |  | O | NOT LEAD | O | NOT LEAD |  |  |  | RRN
| 36 HYLTON RD , WOOLWICH TWP, NJ, 08085-2593 | 08085-2593 | WOOLWICH TWP |  |  |  |  | 39.7389 | '-75.33031129 |  | NL |  | C |  | P |  |  |  |  | F1
| 120 CENTER SQUARE RD STORE 206, WOOLWICH TWP, NJ, 08085 | 08085 | WOOLWICH TWP |  |  |  |  | 39.7375 | '-75.32807973 |  | NL |  | P |  | P |  |  |  |  | F1
| 8 LOCUST LN , WOOLWICH TWP, NJ, 08085-3171 | 08085-3171 | WOOLWICH TWP |  |  |  |  | 39.7317 | '-75.33132928 |  | NL |  | C |  | P |  |  |  |  | F1
| 17 BUCKEYE RD , WOOLWICH TWP, NJ, 08085-3099 | 08085-3099 | WOOLWICH TWP |  |  |  |  | 39.7308 | '-75.33185142 |  | NL |  | C |  | P |  |  |  |  | F1
| 23 EMBASSY DR , WOOLWICH TWP, NJ, 08085-2578 | 08085-2578 | WOOLWICH TWP |  |  |  |  | 39.7366 | '-75.33393961 |  | NL |  | C |  | P |  |  |  |  | F1
| 1 WILSHIRE BLVD , WOOLWICH TWP, NJ, 08085-2580 | 08085-2580 | WOOLWICH TWP |  |  |  |  | 39.7352 | '-75.33391736 |  | NL |  | C |  | P |  |  |  |  | F1
| 11 LOCUST LN , WOOLWICH TWP, NJ, 08085-3172 | 08085-3172 | WOOLWICH TWP |  |  |  |  | 39.732 | '-75.33123606 |  | NL |  | C |  | P |  |  |  |  | F1
| 48 BUCKEYE RD , WOOLWICH TWP, NJ, 08085-3169 | 08085-3169 | WOOLWICH TWP |  |  |  |  | 39.7324 | '-75.33070767 |  | NL |  | C |  | P |  |  |  |  | F1
| 63 BUCKEYE RD , WOOLWICH TWP, NJ, 08085-3099 | 08085-3099 | WOOLWICH TWP |  |  |  |  | 39.733 | '-75.33085031 |  | NL |  | C |  | P |  |  |  |  | F1
| 7 WESLEY DR , WOOLWICH TWP, NJ, 08085-2586 | 08085-2586 | WOOLWICH TWP |  |  |  |  | 39.7366 | '-75.33248908 |  | NL |  | C |  | P |  |  |  |  | F1
| 16 WESLEY DR , WOOLWICH TWP, NJ, 08085-2587 | 08085-2587 | WOOLWICH TWP |  |  |  |  | 39.7361 | '-75.33158544 |  | NL |  | C |  | P |  |  |  |  | F1
| 16 EMBASSY DR , WOOLWICH TWP, NJ, 08085-2577 | 08085-2577 | WOOLWICH TWP |  |  |  |  | 39.7371 | '-75.33421785 |  | NL |  | P |  | P |  |  |  |  | F1
| 79 BUCKEYE RD , WOOLWICH TWP, NJ, 08085-3141 | 08085-3141 | WOOLWICH TWP |  |  |  |  | 39.7318 | '-75.32951995 |  | NL |  | C |  | P |  |  |  |  | F1
| 38 EMBASSY DR , WOOLWICH TWP, NJ, 08085-2577 | 08085-2577 | WOOLWICH TWP |  |  |  |  | 39.7354 | '-75.33428544 |  | NL |  | P |  | P |  |  |  |  | F1
| 380 HIGH HILL RD , WOOLWICH TWP, NJ, 08085-1782 | 08085-1782 | WOOLWICH TWP |  |  |  |  | 39.7534 | '-75.33844909 |  | NL |  | O | NOT LEAD | O | NOT LEAD
| 14 LOCUST LN , WOOLWICH TWP, NJ, 08085-3171 | 08085-3171 | WOOLWICH TWP |  |  |  |  | 39.7314 | '-75.33081345 |  | NL |  | O | NOT LEAD | O | NOT LEAD
| 101 WILSHIRE BLVD , WOOLWICH TWP, NJ, 08085-2581 | 08085-2581 | WOOLWICH TWP |  |  |  |  | 39.7353 | '-75.33233045 |  | NL |  | C |  | P |  |  |  |  | F1
| 107 WILSHIRE BLVD , WOOLWICH TWP, NJ, 08085-2581 | 08085-2581 | WOOLWICH TWP |  |  |  |  | 39.7356 | '-75.33185381 |  | NL |  | C |  | P |  |  |  |  | F1
| 120 CENTER SQUARE RD STE 203, WOOLWICH TWP, NJ, 08085-1864 | 08085-1864 | WOOLWICH TWP |  |  |  |  | 39.7376 | '-75.32827953 |  | NL |  | C |  | C |  |  |  |  | F1
| 15 BUCKEYE RD , WOOLWICH TWP, NJ, 08085-3099 | 08085-3099 | WOOLWICH TWP |  |  |  |  | 39.7307 | '-75.33174602 |  | NL |  | C |  | P |  |  |  |  | F1
| 102 WESLEY DR , WOOLWICH TWP, NJ, 08085-2590 | 08085-2590 | WOOLWICH TWP |  |  |  |  | 39.736 | '-75.33007329 |  | NL |  | C |  | P |  |  |  |  | F1
| 29 EMBASSY DR , WOOLWICH TWP, NJ, 08085-2578 | 08085-2578 | WOOLWICH TWP |  |  |  |  | 39.7362 | '-75.33387736 |  | NL |  | C |  | P |  |  |  |  | F1
| 26 HYLTON RD , WOOLWICH TWP, NJ, 08085-2593 | 08085-2593 | WOOLWICH TWP |  |  |  |  | 39.7381 | '-75.33076269 |  | NL |  | C |  | P |  |  |  |  | F1
| 14 HYLTON RD , SWEDESBORO, NJ, 08085-2593 | 08085-2593 | SWEDESBORO |  |  |  |  | 39.7375 | '-75.33154679 |  | NL |  | P |  | P |  |  |  |  | F1
| 120 CENTER SQUARE RD STE 107, WOOLWICH TWP, NJ, 08085-1863 | 08085-1863 | WOOLWICH TWP |  |  |  |  | 39.7382 | '-75.32834123 |  | NL |  | C |  | C |  |  |  |  | F1
| 10 BUCKEYE RD , WOOLWICH TWP, NJ, 08085-3144 | 08085-3144 | WOOLWICH TWP |  |  |  |  | 39.7308 | '-75.33141929 |  | NL |  | O | NOT LEAD | O | NOT LEAD |  |  |  | RRN
| 4 WESLEY DR , WOOLWICH TWP, NJ, 08085-2587 | 08085-2587 | WOOLWICH TWP |  |  |  |  | 39.7364 | '-75.33279438 |  | NL |  | C |  | P |  |  |  |  | F1
| 105 WILSHIRE BLVD , WOOLWICH TWP, NJ, 08085-2581 | 08085-2581 | WOOLWICH TWP |  |  |  |  | 39.7355 | '-75.33197555 |  | NL |  | C |  | C |  |  |  |  | F1
| 2 WILSHIRE BLVD , WOOLWICH TWP, NJ, 08085-2579 | 08085-2579 | WOOLWICH TWP |  |  |  |  | 39.7349 | '-75.33395862 |  | NL |  | C |  | P |  |  |  |  | F1
| 14 MAPLEGROVE CT , WOOLWICH TWP, NJ, 08085-2501 | 08085-2501 | WOOLWICH TWP |  |  |  |  | 39.7413 | '-75.34054866 |  | NL |  | C |  | P |  |  |  |  | F1
| 31 EMBASSY DR , WOOLWICH TWP, NJ, 08085-2578 | 08085-2578 | WOOLWICH TWP |  |  |  |  | 39.736 | '-75.33384698 |  | NL |  | P |  | P |  |  |  |  | F1
| 16 LOCUST LN , WOOLWICH TWP, NJ, 08085-3171 | 08085-3171 | WOOLWICH TWP |  |  |  |  | 39.7314 | '-75.33062021 |  | NL |  | C |  | P |  |  |  |  | F1
| 12 BUCKEYE RD , WOOLWICH TWP, NJ, 08085-3144 | 08085-3144 | WOOLWICH TWP |  |  |  |  | 39.731 | '-75.33158206 |  | NL |  | C |  | C |  |  |  |  | F1
| 9 BUCKEYE RD , WOOLWICH TWP, NJ, 08085-3099 | 08085-3099 | WOOLWICH TWP |  |  |  |  | 39.7304 | '-75.3312412 |  | NL |  | C |  | P |  |  |  |  | F1
| 10 LOCUST LN , WOOLWICH TWP, NJ, 08085-3171 | 08085-3171 | WOOLWICH TWP |  |  |  |  | 39.7316 | '-75.33121856 |  | NL |  | C |  | P |  |  |  |  | F1
| 11 BUCKEYE RD , WOOLWICH TWP, NJ, 08085-3099 | 08085-3099 | WOOLWICH TWP |  |  |  |  | 39.7305 | '-75.33142951 |  | NL |  | C |  | P |  |  |  |  | F1
| 12 MAPLEGROVE CT , WOOLWICH TWP, NJ, 08085-2501 | 08085-2501 | WOOLWICH TWP |  |  |  |  | 39.7411 | '-75.34061635 |  | NL |  | C |  | P |  |  |  |  | F1
| 40 EMBASSY DR , WOOLWICH TWP, NJ, 08085-2577 | 08085-2577 | WOOLWICH TWP |  |  |  |  | 39.7352 | '-75.33429151 |  | NL |  | P |  | P |  |  |  |  | F1
| 12 WILSHIRE BLVD , WOOLWICH TWP, NJ, 08085-2579 | 08085-2579 | WOOLWICH TWP |  |  |  |  | 39.7348 | '-75.33295235 |  | NL |  | O | NOT LEAD | O | NOT LEAD
| 14 BUCKEYE RD , WOOLWICH TWP, NJ, 08085-3144 | 08085-3144 | WOOLWICH TWP |  |  |  |  | 39.7311 | '-75.33167924 |  | NL |  | O | NOT LEAD | P |  |  |  |  | RRN, F1
| 16 BUCKEYE RD , WOOLWICH TWP, NJ, 08085-3144 | 08085-3144 | WOOLWICH TWP |  |  |  |  | 39.7312 | '-75.33181783 |  | NL |  | O | NOT LEAD | O | NOT LEAD
| 27 BUCKEYE RD , WOOLWICH TWP, NJ, 08085-3099 | 08085-3099 | WOOLWICH TWP |  |  |  |  | 39.7315 | '-75.33247324 |  | NL |  | C |  | P |  |  |  |  | F1
| 7 BUCKEYE RD , WOOLWICH TWP, NJ, 08085-3099 | 08085-3099 | WOOLWICH TWP |  |  |  |  | 39.7303 | '-75.33093652 |  | NL |  | C |  | P |  |  |  |  | F1
| 40 BUCKEYE RD , WOOLWICH TWP, NJ, 08085-3169 | 08085-3169 | WOOLWICH TWP |  |  |  |  | 39.7328 | '-75.33141092 |  | NL |  | O | NOT LEAD | C |  |  |  |  | RRN, F1
| 61 BUCKEYE RD , WOOLWICH TWP, NJ, 08085-3099 | 08085-3099 | WOOLWICH TWP |  |  |  |  | 39.7331 | '-75.33103649 |  | NL |  | O | NOT LEAD | O | NOT LEAD |  |  |  | RRN
| 72 BUCKEYE RD , WOOLWICH TWP, NJ, 08085-3170 | 08085-3170 | WOOLWICH TWP |  |  |  |  | 39.7308 | '-75.33032513 |  | NL |  | C |  | P |  |  |  |  | F1
| 59 BUCKEYE RD , WOOLWICH TWP, NJ, 08085-3099 | 08085-3099 | WOOLWICH TWP |  |  |  |  | 39.7331 | '-75.33126133 |  | NL |  | C |  | P |  |  |  |  | F1
| 66 BUCKEYE RD , WOOLWICH TWP, NJ, 08085-3170 | 08085-3170 | WOOLWICH TWP |  |  |  |  | 39.7311 | '-75.32983373 |  | NL |  | C |  | P |  |  |  |  | F1
| 29 BUCKEYE RD , WOOLWICH TWP, NJ, 08085-3099 | 08085-3099 | WOOLWICH TWP |  |  |  |  | 39.7317 | '-75.33256595 |  | NL |  | C |  | C |  |  |  |  | F1
| 70 BUCKEYE RD , WOOLWICH TWP, NJ, 08085-3170 | 08085-3170 | WOOLWICH TWP |  |  |  |  | 39.7309 | '-75.33015561 |  | NL |  | O | NOT LEAD | O | NOT LEAD
| 19 WESLEY DR , WOOLWICH TWP, NJ, 08085-2586 | 08085-2586 | WOOLWICH TWP |  |  |  |  | 39.7364 | '-75.33145787 |  | NL |  | C |  | P |  |  |  |  | F1
| 210 WILSHIRE BLVD , WOOLWICH TWP, NJ, 08085-2584 | 08085-2584 | WOOLWICH TWP |  |  |  |  | 39.737 | '-75.33033865 |  | NL |  | C |  | P |  |  |  |  | F1
| 64 BUCKEYE RD , WOOLWICH TWP, NJ, 08085-3170 | 08085-3170 | WOOLWICH TWP |  |  |  |  | 39.7314 | '-75.32960673 |  | NL |  | C |  | C |  |  |  |  | F1
| 211 WILSHIRE BLVD , WOOLWICH TWP, NJ, 08085-2582 | 08085-2582 | WOOLWICH TWP |  |  |  |  | 39.7372 | '-75.330511 |  | NL |  | C |  | P |  |  |  |  | F1
| 9 WESLEY DR , WOOLWICH TWP, NJ, 08085-2586 | 08085-2586 | WOOLWICH TWP |  |  |  |  | 39.7366 | '-75.3323532 |  | NL |  | C |  | P |  |  |  |  | F1
| 24 HYLTON RD , WOOLWICH TWP, NJ, 08085-2593 | 08085-2593 | WOOLWICH TWP |  |  |  |  | 39.738 | '-75.33084118 |  | NL |  | C |  | P |  |  |  |  | F1
| 16 WILSHIRE BLVD , WOOLWICH TWP, NJ, 08085-2579 | 08085-2579 | WOOLWICH TWP |  |  |  |  | 39.7349 | '-75.33258517 |  | NL |  | C |  | P |  |  |  |  | F1
| 13 WESLEY DR , WOOLWICH TWP, NJ, 08085-2586 | 08085-2586 | WOOLWICH TWP |  |  |  |  | 39.7365 | '-75.33196337 |  | NL |  | C |  | P |  |  |  |  | F1
| 202 WILSHIRE BLVD , WOOLWICH TWP, NJ, 08085-2584 | 08085-2584 | WOOLWICH TWP |  |  |  |  | 39.7365 | '-75.33096029 |  | NL |  | O | NOT LEAD | O | NOT LEAD
| 8 WESLEY DR , WOOLWICH TWP, NJ, 08085-2587 | 08085-2587 | WOOLWICH TWP |  |  |  |  | 39.7363 | '-75.33234774 |  | NL |  | O | NOT LEAD | O | NOT LEAD
| 238 WILSHIRE BLVD , WOOLWICH TWP, NJ, 08085-2585 | 08085-2585 | WOOLWICH TWP |  |  |  |  | 39.7387 | '-75.32925209 |  | NL |  | C |  | P |  |  |  |  | F1
| 3 WESLEY DR , WOOLWICH TWP, NJ, 08085-2586 | 08085-2586 | WOOLWICH TWP |  |  |  |  | 39.7367 | '-75.33285291 |  | NL |  | C |  | P |  |  |  |  | F1
| 3 WILSHIRE BLVD , WOOLWICH TWP, NJ, 08085-2580 | 08085-2580 | WOOLWICH TWP |  |  |  |  | 39.7351 | '-75.33364096 |  | NL |  | C |  | P |  |  |  |  | F1
| 13 BUCKEYE RD , WOOLWICH TWP, NJ, 08085-3099 | 08085-3099 | WOOLWICH TWP |  |  |  |  | 39.7306 | '-75.33157673 |  | NL |  | P |  | C |  |  |  |  | F1
| 33 BUCKEYE RD , WOOLWICH TWP, NJ, 08085-3099 | 08085-3099 | WOOLWICH TWP |  |  |  |  | 39.7321 | '-75.3327463 |  | NL |  | O | NOT LEAD | C |  |  |  |  | F1
| 46 BUCKEYE RD , WOOLWICH TWP, NJ, 08085-3169 | 08085-3169 | WOOLWICH TWP |  |  |  |  | 39.7325 | '-75.33084753 |  | NL |  | O | NOT LEAD | O | NOT LEAD
| 30 HYLTON RD , WOOLWICH TWP, NJ, 08085-2593 | 08085-2593 | WOOLWICH TWP |  |  |  |  | 39.7385 | '-75.33055761 |  | NL |  | C |  | P |  |  |  |  | F1
| 200 WILSHIRE BLVD , WOOLWICH TWP, NJ, 08085-2584 | 08085-2584 | WOOLWICH TWP |  |  |  |  | 39.7363 | '-75.33105107 |  | NL |  | O | NOT LEAD | O | NOT LEAD |  |  |  | RRN
| 1 POND VIEW DR APT D204, WOOLWICH TWP, NJ, 08085-5606 | 08085-5606 | WOOLWICH TWP |  |  |  |  | 39.7416 | '-75.35266833 |  | NL |  | O | NOT LEAD | O | NOT LEAD |  |  |  | F1
| PONDVIEW DR BLDG D, WOOLWICH TWP, NJ, 08085 | 08085 | WOOLWICH TWP |  |  |  |  | 39.7415 | '-75.35253223 |  | NL |  | O | NOT LEAD | P |  |  |  |  | F1
| 1 POND VIEW DR APT D2, WOOLWICH TWP, NJ, 08085-5605 | 08085-5605 | WOOLWICH TWP |  |  |  |  | 39.7417 | '-75.35272541 |  | NL |  | O | NOT LEAD | O | NOT LEAD |  |  |  | F1
| 1 POND VIEW DR APT D1, WOOLWICH TWP, NJ, 08085-5605 | 08085-5605 | WOOLWICH TWP |  |  |  |  | 39.7416 | '-75.35263691 |  | NL |  | O | NOT LEAD | P |  |  |  |  | F1
| 1 POND VIEW DR APT D203, WOOLWICH TWP, NJ, 08085-5606 | 08085-5606 | WOOLWICH TWP |  |  |  |  | 39.7416 | '-75.35261369 |  | NL |  | O | NOT LEAD | O | NOT LEAD |  |  |  | F1
| 1 POND VIEW DR APT D202, WOOLWICH TWP, NJ, 08085-5606 | 08085-5606 | WOOLWICH TWP |  |  |  |  | 39.7416 | '-75.35258988 |  | NL |  | O | NOT LEAD | O | NOT LEAD |  |  |  | F1
| 1 POND VIEW DR APT D101, WOOLWICH TWP, NJ, 08085-0015 | 08085-0015 | WOOLWICH TWP |  |  |  |  | 39.7417 | '-75.35271274 |  | NL |  | P |  | P |  |  |  |  | F1
| 1 POND VIEW DR APT D201, WOOLWICH TWP, NJ, 08085-5606 | 08085-5606 | WOOLWICH TWP |  |  |  |  | 39.7416 | '-75.35265331 |  | NL |  | O | NOT LEAD | P |  |  |  |  | F1
| 1 POND VIEW DR APT D102, WOOLWICH TWP, NJ, 08085-0016 | 08085-0016 | WOOLWICH TWP |  |  |  |  | 39.7417 | '-75.35263111 |  | NL |  | O | NOT LEAD | O | NOT LEAD |  |  |  | F1
| 110 WESLEY DR , WOOLWICH TWP, NJ, 08085-2590 | 08085-2590 | WOOLWICH TWP |  |  |  |  | 39.7363 | '-75.32961642 |  | NL |  | C |  | P |  |  |  |  | F1
| 11 WESLEY DR , WOOLWICH TWP, NJ, 08085-2586 | 08085-2586 | WOOLWICH TWP |  |  |  |  | 39.7366 | '-75.33214286 |  | NL |  | O | NOT LEAD | O | NOT LEAD
| 1 POND VIEW DR APT C203, WOOLWICH TWP, NJ, 08085-5604 | 08085-5604 | WOOLWICH TWP |  |  |  |  | 39.7416 | '-75.3525404 |  | NL |  | O | NOT LEAD | P |  |  |  |  | F1
| 1 POND VIEW DR APT C102, WOOLWICH TWP, NJ, 08085-5603 | 08085-5603 | WOOLWICH TWP |  |  |  |  | 39.7417 | '-75.35255286 |  | NL |  | C |  | P |  |  |  |  | F1
| 35 BUCKEYE RD , WOOLWICH TWP, NJ, 08085-3099 | 08085-3099 | WOOLWICH TWP |  |  |  |  | 39.7322 | '-75.33285861 |  | NL |  | O | NOT LEAD | C |  |  |  |  | RRN, F1
| 15 HYLTON RD , WOOLWICH TWP, NJ, 08085-2592 | 08085-2592 | WOOLWICH TWP |  |  |  |  | 39.7382 | '-75.33113094 |  | NL |  | C |  | P |  |  |  |  | F1
| 106 WESLEY DR , WOOLWICH TWP, NJ, 08085-2590 | 08085-2590 | WOOLWICH TWP |  |  |  |  | 39.7361 | '-75.32981492 |  | NL |  | C |  | P |  |  |  |  | F1
| 1 POND VIEW DR APT C204, WOOLWICH TWP, NJ, 08085-5604 | 08085-5604 | WOOLWICH TWP |  |  |  |  | 39.7417 | '-75.35256793 |  | NL |  | C |  | P |  |  |  |  | F1
| 1 POND VIEW DR APT C202, WOOLWICH TWP, NJ, 08085-5604 | 08085-5604 | WOOLWICH TWP |  |  |  |  | 39.7416 | '-75.3526003 |  | NL |  | O | NOT LEAD | O | NOT LEAD |  |  |  | F1
| 1 POND VIEW DR APT C201, WOOLWICH TWP, NJ, 08085-5604 | 08085-5604 | WOOLWICH TWP |  |  |  |  | 39.7418 | '-75.35268066 |  | NL |  | O | NOT LEAD | P |  |  |  |  | F1
| 1 POND VIEW DR APT C101, WOOLWICH TWP, NJ, 08085-5603 | 08085-5603 | WOOLWICH TWP |  |  |  |  | 39.7416 | '-75.35254378 |  | NL |  | O | NOT LEAD | O | NOT LEAD |  |  |  | F1
| 1 POND VIEW DR APT C2, WOOLWICH TWP, NJ, 08085-5602 | 08085-5602 | WOOLWICH TWP |  |  |  |  | 39.7416 | '-75.3527237 |  | NL |  | O | NOT LEAD | O | NOT LEAD |  |  |  | F1
| 1 POND VIEW DR APT C1, WOOLWICH TWP, NJ, 08085-5602 | 08085-5602 | WOOLWICH TWP |  |  |  |  | 39.7416 | '-75.35248617 |  | NL |  | O | NOT LEAD | O | NOT LEAD |  |  |  | F1
| 1 PONDVIEW DR BLDG C, WOOLWICH TWP, NJ, 08085 | 08085 | WOOLWICH TWP |  |  |  |  | 39.7417 | '-75.35253187 |  | NL |  | O | NOT LEAD | P |  |  |  |  | F1
| 1 POND VIEW DR APT E205, WOOLWICH TWP, NJ, 08085-5608 | 08085-5608 | WOOLWICH TWP |  |  |  |  | 39.7417 | '-75.35258874 |  | NL |  | O | NOT LEAD | O | NOT LEAD |  |  |  | F1
| 1 POND VIEW DR APT E203, WOOLWICH TWP, NJ, 08085-5608 | 08085-5608 | WOOLWICH TWP |  |  |  |  | 39.7417 | '-75.35262674 |  | NL |  | O | NOT LEAD | P |  |  |  |  | F1
| 1 PONDVIEW DR BLDG E, WOOLWICH TWP, NJ, 08085 | 08085 | WOOLWICH TWP |  |  |  |  | 39.7415 | '-75.35270061 |  | NL |  | O | NOT LEAD | O | NOT LEAD
| 1 POND VIEW DR APT E204, WOOLWICH TWP, NJ, 08085-5608 | 08085-5608 | WOOLWICH TWP |  |  |  |  | 39.7417 | '-75.35260509 |  | NL |  | C |  | P |  |  |  |  | F1
| 1 POND VIEW DR APT E2, WOOLWICH TWP, NJ, 08085-5607 | 08085-5607 | WOOLWICH TWP |  |  |  |  | 39.7416 | '-75.35277667 |  | NL |  | O | NOT LEAD | O | NOT LEAD |  |  |  | F1
| 1 POND VIEW DR APT E103, WOOLWICH TWP, NJ, 08085-0019 | 08085-0019 | WOOLWICH TWP |  |  |  |  | 39.7417 | '-75.35256316 |  | NL |  | O | NOT LEAD | O | NOT LEAD |  |  |  | F1
| 1 POND VIEW DR APT E101, WOOLWICH TWP, NJ, 08085-0017 | 08085-0017 | WOOLWICH TWP |  |  |  |  | 39.7415 | '-75.35264199 |  | NL |  | O | NOT LEAD | P |  |  |  |  | F1
| 1 POND VIEW DR APT E201, WOOLWICH TWP, NJ, 08085-5608 | 08085-5608 | WOOLWICH TWP |  |  |  |  | 39.7416 | '-75.35263853 |  | NL |  | O | NOT LEAD | O | NOT LEAD |  |  |  | F1
| 1 POND VIEW DR APT E202, WOOLWICH TWP, NJ, 08085-5608 | 08085-5608 | WOOLWICH TWP |  |  |  |  | 39.7417 | '-75.35271401 |  | NL |  | O | NOT LEAD | O | NOT LEAD |  |  |  | F1
| 1 POND VIEW DR APT E206, WOOLWICH TWP, NJ, 08085-5608 | 08085-5608 | WOOLWICH TWP |  |  |  |  | 39.7416 | '-75.35273287 |  | NL |  | O | NOT LEAD | P |  |  |  |  | F1
| 1 POND VIEW DR APT E102, WOOLWICH TWP, NJ, 08085-0018 | 08085-0018 | WOOLWICH TWP |  |  |  |  | 39.7416 | '-75.35260729 |  | NL |  | O | NOT LEAD | P |  |  |  |  | F1
| 1 POND VIEW DR APT E3, WOOLWICH TWP, NJ, 08085-5607 | 08085-5607 | WOOLWICH TWP |  |  |  |  | 39.7417 | '-75.35265287 |  | NL |  | O | NOT LEAD | O | NOT LEAD |  |  |  | F1
| 1 POND VIEW DR APT E1, WOOLWICH TWP, NJ, 08085-5607 | 08085-5607 | WOOLWICH TWP |  |  |  |  | 39.7416 | '-75.35268613 |  | NL |  | P |  | P |  |  |  |  | F1
| 115 WESLEY DR , WOOLWICH TWP, NJ, 08085-2588 | 08085-2588 | WOOLWICH TWP |  |  |  |  | 39.7362 | '-75.33020108 |  | NL |  | O | NOT LEAD | C |  |  |  |  | F1
| 116 WESLEY DR , WOOLWICH TWP, NJ, 08085-2590 | 08085-2590 | WOOLWICH TWP |  |  |  |  | 39.7364 | '-75.32944811 |  | NL |  | C |  | C |  |  |  |  | F1
| 1 POND VIEW DR APT G103, WOOLWICH TWP, NJ, 08085-5613 | 08085-5613 | WOOLWICH TWP |  |  |  |  | 39.7416 | '-75.35258695 |  | NL |  | O | NOT LEAD | O | NOT LEAD |  |  |  | F1
| 1 POND VIEW DR APT G3, WOOLWICH TWP, NJ, 08085-5612 | 08085-5612 | WOOLWICH TWP |  |  |  |  | 39.7415 | '-75.35270129 |  | NL |  | O | NOT LEAD | O | NOT LEAD |  |  |  | F1
| 1 POND VIEW DR APT G205, WOOLWICH TWP, NJ, 08085-5614 | 08085-5614 | WOOLWICH TWP |  |  |  |  | 39.7416 | '-75.3525666 |  | NL |  | O | NOT LEAD | O | NOT LEAD |  |  |  | F1
| 1 POND VIEW DR APT G206, WOOLWICH TWP, NJ, 08085-5614 | 08085-5614 | WOOLWICH TWP |  |  |  |  | 39.7417 | '-75.35273401 |  | NL |  | O | NOT LEAD | O | NOT LEAD |  |  |  | F1
| 1 POND VIEW DR APT G104, WOOLWICH TWP, NJ, 08085-5613 | 08085-5613 | WOOLWICH TWP |  |  |  |  | 39.7416 | '-75.35270347 |  | NL |  | O | NOT LEAD | O | NOT LEAD |  |  |  | F1
| 1 POND VIEW DR APT G208, WOOLWICH TWP, NJ, 08085-5614 | 08085-5614 | WOOLWICH TWP |  |  |  |  | 39.7417 | '-75.3526063 |  | NL |  | O | NOT LEAD | O | NOT LEAD |  |  |  | F1
| 1 POND VIEW DR APT G4, WOOLWICH TWP, NJ, 08085-5612 | 08085-5612 | WOOLWICH TWP |  |  |  |  | 39.7416 | '-75.35263123 |  | NL |  | O | NOT LEAD | O | NOT LEAD |  |  |  | F1
| 1 POND VIEW DR APT G207, WOOLWICH TWP, NJ, 08085-5614 | 08085-5614 | WOOLWICH TWP |  |  |  |  | 39.7416 | '-75.352585 |  | NL |  | O | NOT LEAD | O | NOT LEAD |  |  |  | F1
| PONDVIEW BLDG GHOUSE, WOOLWICH TWP, NJ, 08085 | 08085 | WOOLWICH TWP |  |  |  |  | 39.7415 | '-75.3525614 |  | NL |  | O | NOT LEAD | O | NOT LEAD |  |  |  | F1
| 1 POND VIEW DR APT G101, WOOLWICH TWP, NJ, 08085-5613 | 08085-5613 | WOOLWICH TWP |  |  |  |  | 39.7417 | '-75.35265017 |  | NL |  | O | NOT LEAD | O | NOT LEAD |  |  |  | F1
| 1 POND VIEW DR APT G201, WOOLWICH TWP, NJ, 08085-5614 | 08085-5614 | WOOLWICH TWP |  |  |  |  | 39.7416 | '-75.35265683 |  | NL |  | O | NOT LEAD | O | NOT LEAD |  |  |  | F1
| 1 POND VIEW DR APT G2, WOOLWICH TWP, NJ, 08085-5612 | 08085-5612 | WOOLWICH TWP |  |  |  |  | 39.7417 | '-75.35267723 |  | NL |  | O | NOT LEAD | O | NOT LEAD |  |  |  | O | Institutional Knowledge
| 1 POND VIEW DR APT G202, WOOLWICH TWP, NJ, 08085-5614 | 08085-5614 | WOOLWICH TWP |  |  |  |  | 39.7416 | '-75.35256646 |  | NL |  | O | NOT LEAD | O | NOT LEAD |  |  |  | F1
| 1 POND VIEW DR APT G1, WOOLWICH TWP, NJ, 08085-5612 | 08085-5612 | WOOLWICH TWP |  |  |  |  | 39.7416 | '-75.35265206 |  | NL |  | O | NOT LEAD | O | NOT LEAD |  |  |  | F1
| 1 POND VIEW DR APT G203, WOOLWICH TWP, NJ, 08085-5614 | 08085-5614 | WOOLWICH TWP |  |  |  |  | 39.7417 | '-75.3527007 |  | NL |  | O | NOT LEAD | O | NOT LEAD |  |  |  | F1
| 1 POND VIEW DR APT G204, WOOLWICH TWP, NJ, 08085-5614 | 08085-5614 | WOOLWICH TWP |  |  |  |  | 39.7416 | '-75.35264709 |  | NL |  | O | NOT LEAD | O | NOT LEAD |  |  |  | F1
| 1 POND VIEW DR APT G102, WOOLWICH TWP, NJ, 08085-5613 | 08085-5613 | WOOLWICH TWP |  |  |  |  | 39.7417 | '-75.35265146 |  | NL |  | O | NOT LEAD | O | NOT LEAD |  |  |  | F1
| PONDVIEW BLDG A, WOOLWICH TWP, NJ, 08085 | 08085 | WOOLWICH TWP |  |  |  |  | 39.7415 | '-75.35250362 |  | NL |  | O | NOT LEAD | O | NOT LEAD |  |  |  | F1
| 1 POND VIEW DR APT A308, WOOLWICH TWP, NJ, 08085-5400 | 08085-5400 | WOOLWICH TWP |  |  |  |  | 39.7416 | '-75.35272375 |  | NL |  | O | NOT LEAD | P |  |  |  |  | F1
| 1 POND VIEW DR APT A307, WOOLWICH TWP, NJ, 08085-5400 | 08085-5400 | WOOLWICH TWP |  |  |  |  | 39.7416 | '-75.35261488 |  | NL |  | O | NOT LEAD | O | NOT LEAD |  |  |  | F1
| 1 POND VIEW DR APT A306, WOOLWICH TWP, NJ, 08085-5400 | 08085-5400 | WOOLWICH TWP |  |  |  |  | 39.7416 | '-75.35258433 |  | NL |  | O | NOT LEAD | O | NOT LEAD |  |  |  | F1
| 1 POND VIEW DR APT A305, WOOLWICH TWP, NJ, 08085-5400 | 08085-5400 | WOOLWICH TWP |  |  |  |  | 39.7417 | '-75.35264652 |  | NL |  | O | NOT LEAD | O | NOT LEAD |  |  |  | F1
| 1 POND VIEW DR APT A304, WOOLWICH TWP, NJ, 08085-5400 | 08085-5400 | WOOLWICH TWP |  |  |  |  | 39.7416 | '-75.35267348 |  | NL |  | O | NOT LEAD | O | NOT LEAD |  |  |  | F1
| 1 POND VIEW DR APT A303, WOOLWICH TWP, NJ, 08085-5400 | 08085-5400 | WOOLWICH TWP |  |  |  |  | 39.7416 | '-75.35261072 |  | NL |  | O | NOT LEAD | O | NOT LEAD |  |  |  | F1
| 1 POND VIEW DR APT A302, WOOLWICH TWP, NJ, 08085-5400 | 08085-5400 | WOOLWICH TWP |  |  |  |  | 39.7417 | '-75.35261903 |  | NL |  | P |  | P |  |  |  |  | F1
| 1 POND VIEW DR APT A301, WOOLWICH TWP, NJ, 08085-5400 | 08085-5400 | WOOLWICH TWP |  |  |  |  | 39.7417 | '-75.35261892 |  | NL |  | O | NOT LEAD | O | NOT LEAD |  |  |  | F1
| 1 POND VIEW DR APT A207, WOOLWICH TWP, NJ, 08085-5300 | 08085-5300 | WOOLWICH TWP |  |  |  |  | 39.7417 | '-75.35267815 |  | NL |  | O | NOT LEAD | O | NOT LEAD |  |  |  | F1
| 10 WESLEY DR , WOOLWICH TWP, NJ, 08085-2587 | 08085-2587 | WOOLWICH TWP |  |  |  |  | 39.7363 | '-75.33210741 |  | NL |  | C |  | P |  |  |  |  | F1
| 1 POND VIEW DR APT A205, WOOLWICH TWP, NJ, 08085-5300 | 08085-5300 | WOOLWICH TWP |  |  |  |  | 39.7416 | '-75.35270226 |  | NL |  | O | NOT LEAD | O | NOT LEAD |  |  |  | F1
| 1 POND VIEW DR APT A204, WOOLWICH TWP, NJ, 08085-5300 | 08085-5300 | WOOLWICH TWP |  |  |  |  | 39.7417 | '-75.35258097 |  | NL |  | O | NOT LEAD | O | NOT LEAD |  |  |  | F1
| 1 POND VIEW DR APT A203, WOOLWICH TWP, NJ, 08085-5300 | 08085-5300 | WOOLWICH TWP |  |  |  |  | 39.7417 | '-75.3525421 |  | NL |  | O | NOT LEAD | O | NOT LEAD |  |  |  | F1
| 1 POND VIEW DR APT A202, WOOLWICH TWP, NJ, 08085-5300 | 08085-5300 | WOOLWICH TWP |  |  |  |  | 39.7416 | '-75.35268904 |  | NL |  | O | NOT LEAD | O | NOT LEAD |  |  |  | F1
| 1 POND VIEW DR APT A201, WOOLWICH TWP, NJ, 08085-5300 | 08085-5300 | WOOLWICH TWP |  |  |  |  | 39.7417 | '-75.35259581 |  | NL |  | O | NOT LEAD | P |  |  |  |  | F1
| 1 POND VIEW DR APT A104, WOOLWICH TWP, NJ, 08085-5200 | 08085-5200 | WOOLWICH TWP |  |  |  |  | 39.7416 | '-75.35265383 |  | NL |  | O | NOT LEAD | P |  |  |  |  | F1
| 1 POND VIEW DR APT A102, WOOLWICH TWP, NJ, 08085-5200 | 08085-5200 | WOOLWICH TWP |  |  |  |  | 39.7416 | '-75.35253949 |  | NL |  | O | NOT LEAD | O | NOT LEAD |  |  |  | F1
| 1 POND VIEW DR APT A101, WOOLWICH TWP, NJ, 08085-5200 | 08085-5200 | WOOLWICH TWP |  |  |  |  | 39.7416 | '-75.35257567 |  | NL |  | O | NOT LEAD | P |  |  |  |  | F1
| 202 LEXINGTON MEWS , WOOLWICH TWP, NJ, 08085-1282 | 08085-1282 | WOOLWICH TWP |  |  |  |  | 39.74 | '-75.32451061 |  | NL |  | C |  | P |  |  |  |  | F1
| 2404 LEXINGTON MEWS , WOOLWICH TWP, NJ, 08085-1351 | 08085-1351 | WOOLWICH TWP |  |  |  |  | 39.74 | '-75.32347178 |  | NL |  | O | NOT LEAD | O | NOT LEAD
| 2405 LEXINGTON MEWS , WOOLWICH TWP, NJ, 08085-1351 | 08085-1351 | WOOLWICH TWP |  |  |  |  | 39.74 | '-75.32338018 |  | NL |  | O | NOT LEAD | O | NOT LEAD |  |  |  | RRN
| 5 BUCKEYE RD , WOOLWICH TWP, NJ, 08085-3099 | 08085-3099 | WOOLWICH TWP |  |  |  |  | 39.7303 | '-75.33074834 |  | NL |  | C |  | P |  |  |  |  | F1
| 2406 LEXINGTON MEWS , WOOLWICH TWP, NJ, 08085-1351 | 08085-1351 | WOOLWICH TWP |  |  |  |  | 39.74 | '-75.32344392 |  | NL |  | C |  | O | NOT LEAD |  |  |  | F1, RRN
| 2401 LEXINGTON MEWS , WOOLWICH TWP, NJ, 08085-1351 | 08085-1351 | WOOLWICH TWP |  |  |  |  | 39.74 | '-75.32352757 |  | NL |  | C |  | P |  |  |  |  | F1
| 2402 LEXINGTON MEWS , WOOLWICH TWP, NJ, 08085-1351 | 08085-1351 | WOOLWICH TWP |  |  |  |  | 39.74 | '-75.3235766 |  | NL |  | O | NOT LEAD | O | NOT LEAD |  |  |  | RRN
| 201 WILSHIRE BLVD , WOOLWICH TWP, NJ, 08085-2582 | 08085-2582 | WOOLWICH TWP |  |  |  |  | 39.7367 | '-75.33119736 |  | NL |  | O | NOT LEAD | O | NOT LEAD
| 25 EMBASSY DR , WOOLWICH TWP, NJ, 08085-2578 | 08085-2578 | WOOLWICH TWP |  |  |  |  | 39.7364 | '-75.33391599 |  | NL |  | O | NOT LEAD | O | NOT LEAD
| 4 WILSHIRE BLVD , WOOLWICH TWP, NJ, 08085-2579 | 08085-2579 | WOOLWICH TWP |  |  |  |  | 39.7349 | '-75.33374066 |  | NL |  | O | NOT LEAD | O | NOT LEAD
| 108 WESLEY DR , WOOLWICH TWP, NJ, 08085-2590 | 08085-2590 | WOOLWICH TWP |  |  |  |  | 39.7362 | '-75.32969596 |  | NL |  | C |  | P |  |  |  |  | F1
| 228 WILSHIRE BLVD , WOOLWICH TWP, NJ, 08085-2585 | 08085-2585 | WOOLWICH TWP |  |  |  |  | 39.7381 | '-75.32945775 |  | NL |  | O | NOT LEAD | O | NOT LEAD
| 34 HYLTON RD , WOOLWICH TWP, NJ, 08085-2593 | 08085-2593 | WOOLWICH TWP |  |  |  |  | 39.7387 | '-75.33039521 |  | NL |  | O | NOT LEAD | O | NOT LEAD
| 1 POND VIEW DR APT B306, WOOLWICH TWP, NJ, 08085-5601 | 08085-5601 | WOOLWICH TWP |  |  |  |  | 39.7415 | '-75.3526575 |  | NL |  | O | NOT LEAD | O | NOT LEAD |  |  |  | F1
| 1 POND VIEW DR APT B205, WOOLWICH TWP, NJ, 08085-5600 | 08085-5600 | WOOLWICH TWP |  |  |  |  | 39.7416 | '-75.35266437 |  | NL |  | O | NOT LEAD | O | NOT LEAD |  |  |  | F1
| 1 POND VIEW DR APT B305, WOOLWICH TWP, NJ, 08085-5601 | 08085-5601 | WOOLWICH TWP |  |  |  |  | 39.7416 | '-75.35255798 |  | NL |  | O | NOT LEAD | O | NOT LEAD |  |  |  | F1
| 1 POND VIEW DR APT B303, WOOLWICH TWP, NJ, 08085-5601 | 08085-5601 | WOOLWICH TWP |  |  |  |  | 39.7417 | '-75.3527069 |  | NL |  | O | NOT LEAD | P |  |  |  |  | F1
| 1 POND VIEW DR APT B103, WOOLWICH TWP, NJ, 08085-5500 | 08085-5500 | WOOLWICH TWP |  |  |  |  | 39.7417 | '-75.35263565 |  | NL |  | O | NOT LEAD | O | NOT LEAD |  |  |  | F1
| 1 POND VIEW DR APT B102, WOOLWICH TWP, NJ, 08085-5500 | 08085-5500 | WOOLWICH TWP |  |  |  |  | 39.7416 | '-75.35263344 |  | NL |  | O | NOT LEAD | O | NOT LEAD |  |  |  | F1
| 1 POND VIEW DR APT B203, WOOLWICH TWP, NJ, 08085-5600 | 08085-5600 | WOOLWICH TWP |  |  |  |  | 39.7417 | '-75.35262057 |  | NL |  | O | NOT LEAD | O | NOT LEAD |  |  |  | F1
| 1 POND VIEW DR APT B204, WOOLWICH TWP, NJ, 08085-5600 | 08085-5600 | WOOLWICH TWP |  |  |  |  | 39.7416 | '-75.35269653 |  | NL |  | O | NOT LEAD | O | NOT LEAD |  |  |  | F1
| 1 POND VIEW DR APT B304, WOOLWICH TWP, NJ, 08085-5601 | 08085-5601 | WOOLWICH TWP |  |  |  |  | 39.7417 | '-75.35270612 |  | NL |  | O | NOT LEAD | P |  |  |  |  | F1
| 1 PONDVIEW DR APT B302, WOOLWICH TWP, NJ, 08085-5601 | 08085-5601 | WOOLWICH TWP |  |  |  |  | 39.7416 | '-75.35262848 |  | NL |  | O | NOT LEAD | O | NOT LEAD |  |  |  | F1
| 1 POND VIEW DR APT B201, WOOLWICH TWP, NJ, 08085-5600 | 08085-5600 | WOOLWICH TWP |  |  |  |  | 39.7416 | '-75.35266429 |  | NL |  | O | NOT LEAD | O | NOT LEAD |  |  |  | F1
| 1 POND VIEW DR APT B101, WOOLWICH TWP, NJ, 08085-5500 | 08085-5500 | WOOLWICH TWP |  |  |  |  | 39.7416 | '-75.35267322 |  | NL |  | O | NOT LEAD | O | NOT LEAD |  |  |  | F1
| 1 POND VIEW DR APT B301, WOOLWICH TWP, NJ, 08085-5601 | 08085-5601 | WOOLWICH TWP |  |  |  |  | 39.7417 | '-75.35271311 |  | NL |  | O | NOT LEAD | P |  |  |  |  | F1
| 1 POND VIEW DR APT B206, WOOLWICH TWP, NJ, 08085-5600 | 08085-5600 | WOOLWICH TWP |  |  |  |  | 39.7415 | '-75.3526705 |  | NL |  | O | NOT LEAD | O | NOT LEAD |  |  |  | F1
| 1 POND VIEW DR APT B202, WOOLWICH TWP, NJ, 08085-5600 | 08085-5600 | WOOLWICH TWP |  |  |  |  | 39.7417 | '-75.35264275 |  | NL |  | O | NOT LEAD | O | NOT LEAD |  |  |  | F1
| 1 PONDVIEW DR BLDG B, WOOLWICH TWP, NJ, 08085 | 08085 | WOOLWICH TWP |  |  |  |  | 39.7416 | '-75.35274354 |  | NL |  | O | NOT LEAD | O | NOT LEAD |  |  |  | O | Institutional Knowledge
| 1 POND VIEW DR APT R301, WOOLWICH TWP, NJ, 08085-5638 | 08085-5638 | WOOLWICH TWP |  |  |  |  | 39.7417 | '-75.35256178 |  | NL |  | O | NOT LEAD | O | NOT LEAD |  |  |  | F1
| 1 POND VIEW DR APT F308, WOOLWICH TWP, NJ, 08085-5611 | 08085-5611 | WOOLWICH TWP |  |  |  |  | 39.7417 | '-75.35258122 |  | NL |  | O | NOT LEAD | O | NOT LEAD |  |  |  | F1
| 1 POND VIEW DR APT F304, WOOLWICH TWP, NJ, 08085-5611 | 08085-5611 | WOOLWICH TWP |  |  |  |  | 39.7417 | '-75.35273061 |  | NL |  | O | NOT LEAD | O | NOT LEAD |  |  |  | F1
| 1 POND VIEW DR APT F203, WOOLWICH TWP, NJ, 08085-5610 | 08085-5610 | WOOLWICH TWP |  |  |  |  | 39.7417 | '-75.35264172 |  | NL |  | O | NOT LEAD | P |  |  |  |  | F1
| 1 POND VIEW DR APT F303, WOOLWICH TWP, NJ, 08085-5611 | 08085-5611 | WOOLWICH TWP |  |  |  |  | 39.7416 | '-75.35271681 |  | NL |  | O | NOT LEAD | O | NOT LEAD |  |  |  | F1
| 1 POND VIEW DR APT F208, WOOLWICH TWP, NJ, 08085-5610 | 08085-5610 | WOOLWICH TWP |  |  |  |  | 39.7416 | '-75.35255666 |  | NL |  | O | NOT LEAD | O | NOT LEAD
| 1 POND VIEW DR APT F102, WOOLWICH TWP, NJ, 08085-5609 | 08085-5609 | WOOLWICH TWP |  |  |  |  | 39.7416 | '-75.35252764 |  | NL |  | O | NOT LEAD | O | NOT LEAD |  |  |  | F1
| 1 POND VIEW DR APT F301, WOOLWICH TWP, NJ, 08085-5611 | 08085-5611 | WOOLWICH TWP |  |  |  |  | 39.7416 | '-75.35261956 |  | NL |  | O | NOT LEAD | O | NOT LEAD |  |  |  | F1
| 1 PONDVEIW DR APT F204, WOOLWICH TWP, NJ, 08085 | 08085 | WOOLWICH TWP |  |  |  |  | 39.7416 | '-75.35267332 |  | NL |  | O | NOT LEAD | O | NOT LEAD |  |  |  | F1
| 1 POND VIEW DR APT F302, WOOLWICH TWP, NJ, 08085-5611 | 08085-5611 | WOOLWICH TWP |  |  |  |  | 39.7416 | '-75.35266429 |  | NL |  | O | NOT LEAD | O | NOT LEAD |  |  |  | F1
| 1 POND VIEW DR APT F205, WOOLWICH TWP, NJ, 08085-5610 | 08085-5610 | WOOLWICH TWP |  |  |  |  | 39.7417 | '-75.35271648 |  | NL |  | O | NOT LEAD | O | NOT LEAD |  |  |  | F1
| 1 POND VIEW DR APT F201, WOOLWICH TWP, NJ, 08085-5610 | 08085-5610 | WOOLWICH TWP |  |  |  |  | 39.7417 | '-75.3526701 |  | NL |  | O | NOT LEAD | O | NOT LEAD |  |  |  | F1
| 1 POND VIEW DR APT F207, WOOLWICH TWP, NJ, 08085-5610 | 08085-5610 | WOOLWICH TWP |  |  |  |  | 39.7416 | '-75.35266198 |  | NL |  | O | NOT LEAD | O | NOT LEAD
| 1 POND VIEW DR APT F206, WOOLWICH TWP, NJ, 08085-5610 | 08085-5610 | WOOLWICH TWP |  |  |  |  | 39.7416 | '-75.35277767 |  | NL |  | P |  | P |  |  |  |  | F1
| 1 POND VIEW DR APT F306, WOOLWICH TWP, NJ, 08085-5611 | 08085-5611 | WOOLWICH TWP |  |  |  |  | 39.7417 | '-75.35268022 |  | NL |  | O | NOT LEAD | O | NOT LEAD |  |  |  | F1
| 1 POND VIEW DR APT F305, WOOLWICH TWP, NJ, 08085-5611 | 08085-5611 | WOOLWICH TWP |  |  |  |  | 39.7416 | '-75.35267975 |  | NL |  | P |  | P |  |  |  |  | F1
| 1 POND VIEW DR APT F307, WOOLWICH TWP, NJ, 08085-5611 | 08085-5611 | WOOLWICH TWP |  |  |  |  | 39.7416 | '-75.35266871 |  | NL |  | O | NOT LEAD | O | NOT LEAD |  |  |  | F1
| 1 POND VIEW DR APT F103, WOOLWICH TWP, NJ, 08085-5609 | 08085-5609 | WOOLWICH TWP |  |  |  |  | 39.7417 | '-75.35267339 |  | NL |  | O | NOT LEAD | O | NOT LEAD |  |  |  | F1
| 1 PONDVIEW DR BLDG F, WOOLWICH TWP, NJ, 08085 | 08085 | WOOLWICH TWP |  |  |  |  | 39.7416 | '-75.35261784 |  | NL |  | O | NOT LEAD | O | NOT LEAD
| 1 POND VIEW DR APT F101, WOOLWICH TWP, NJ, 08085-5609 | 08085-5609 | WOOLWICH TWP |  |  |  |  | 39.7416 | '-75.35267176 |  | NL |  | O | NOT LEAD | O | NOT LEAD |  |  |  | F1
| 1 POND VIEW DR APT F104, WOOLWICH TWP, NJ, 08085-5609 | 08085-5609 | WOOLWICH TWP |  |  |  |  | 39.7416 | '-75.35268982 |  | NL |  | O | NOT LEAD | P |  |  |  |  | F1
| 1 POND VIEW DR APT F202, WOOLWICH TWP, NJ, 08085-5610 | 08085-5610 | WOOLWICH TWP |  |  |  |  | 39.7417 | '-75.35264489 |  | NL |  | O | NOT LEAD | O | NOT LEAD |  |  |  | F1
| 230 WILSHIRE BLVD , WOOLWICH TWP, NJ, 08085-2585 | 08085-2585 | WOOLWICH TWP |  |  |  |  | 39.7382 | '-75.32937896 |  | NL |  | O | NOT LEAD | O | NOT LEAD
| 3 BUCKEYE RD , WOOLWICH TWP, NJ, 08085-3099 | 08085-3099 | WOOLWICH TWP |  |  |  |  | 39.7303 | '-75.33054288 |  | NL |  | O | NOT LEAD | O | NOT LEAD
| 2 BUCKEYE RD , WOOLWICH TWP, NJ, 08085-3144 | 08085-3144 | WOOLWICH TWP |  |  |  |  | 39.7307 | '-75.33049772 |  | NL |  | C |  | P |  |  |  |  | F1
| 2403 LEXINGTON MEWS , WOOLWICH TWP, NJ, 08085-1351 | 08085-1351 | WOOLWICH TWP |  |  |  |  | 39.7399 | '-75.32353641 |  | NL |  | C |  | P |  |  |  |  | F1
| 27 EMBASSY DR , WOOLWICH TWP, NJ, 08085-2578 | 08085-2578 | WOOLWICH TWP |  |  |  |  | 39.7363 | '-75.33389309 |  | NL |  | O | NOT LEAD | O | NOT LEAD
| 203 WILSHIRE BLVD , WOOLWICH TWP, NJ, 08085-2582 | 08085-2582 | WOOLWICH TWP |  |  |  |  | 39.7369 | '-75.33108742 |  | NL |  | C |  | P |  |  |  |  | F1
| 234 WILSHIRE BLVD , WOOLWICH TWP, NJ, 08085-2585 | 08085-2585 | WOOLWICH TWP |  |  |  |  | 39.7385 | '-75.3292548 |  | NL |  | O | NOT LEAD | O | NOT LEAD
| 124 WESLEY DR , WOOLWICH TWP, NJ, 08085-2590 | 08085-2590 | WOOLWICH TWP |  |  |  |  | 39.7367 | '-75.32894834 |  | NL |  | C |  | P |  |  |  |  | F1
| 1 POND VIEW DR APT J104, WOOLWICH TWP, NJ, 08085-5619 | 08085-5619 | WOOLWICH TWP |  |  |  |  | 39.7417 | '-75.35254384 |  | NL |  | O | NOT LEAD | O | NOT LEAD |  |  |  | O | Institutional Knowledge
| 1 POND VIEW DR APT J203, WOOLWICH TWP, NJ, 08085-5620 | 08085-5620 | WOOLWICH TWP |  |  |  |  | 39.7416 | '-75.35248486 |  | NL |  | O | NOT LEAD | O | NOT LEAD |  |  |  | F1
| 1 POND VIEW DR APT J204, WOOLWICH TWP, NJ, 08085-5620 | 08085-5620 | WOOLWICH TWP |  |  |  |  | 39.7416 | '-75.35263219 |  | NL |  | O | NOT LEAD | O | NOT LEAD |  |  |  | F1
| 1 POND VIEW DR APT J102, WOOLWICH TWP, NJ, 08085-5619 | 08085-5619 | WOOLWICH TWP |  |  |  |  | 39.7417 | '-75.3526946 |  | NL |  | O | NOT LEAD | O | NOT LEAD |  |  |  | O | Institutional Knowledge
| 1 POND VIEW DR APT J101, WOOLWICH TWP, NJ, 08085-5619 | 08085-5619 | WOOLWICH TWP |  |  |  |  | 39.7416 | '-75.3525993 |  | NL |  | O | NOT LEAD | O | NOT LEAD |  |  |  | F1
| 1 POND VIEW DR APT J202, WOOLWICH TWP, NJ, 08085-5620 | 08085-5620 | WOOLWICH TWP |  |  |  |  | 39.7417 | '-75.35252357 |  | NL |  | O | NOT LEAD | O | NOT LEAD |  |  |  | F1
| 1 POND VIEW DR APT J201, WOOLWICH TWP, NJ, 08085-5620 | 08085-5620 | WOOLWICH TWP |  |  |  |  | 39.7417 | '-75.35263662 |  | NL |  | O | NOT LEAD | O | NOT LEAD |  |  |  | F1
| 1 POND VIEW DR APT J103, WOOLWICH TWP, NJ, 08085-5619 | 08085-5619 | WOOLWICH TWP |  |  |  |  | 39.7418 | '-75.35267316 |  | NL |  | O | NOT LEAD | P |  |  |  |  | F1
| 1 POND VIEW DR APT J3, WOOLWICH TWP, NJ, 08085-5618 | 08085-5618 | WOOLWICH TWP |  |  |  |  | 39.7417 | '-75.35257211 |  | NL |  | O | NOT LEAD | P |  |  |  |  | F1
| 1 POND VIEW DR APT J2, WOOLWICH TWP, NJ, 08085-5618 | 08085-5618 | WOOLWICH TWP |  |  |  |  | 39.7417 | '-75.35263591 |  | NL |  | O | NOT LEAD | O | NOT LEAD |  |  |  | O | Institutional Knowledge
| 1 POND VIEW DR APT J1, WOOLWICH TWP, NJ, 08085-5618 | 08085-5618 | WOOLWICH TWP |  |  |  |  | 39.7416 | '-75.35268706 |  | NL |  | O | NOT LEAD | O | NOT LEAD |  |  |  | F1
| 1 POND VIEW DR APT J207, WOOLWICH TWP, NJ, 08085-5620 | 08085-5620 | WOOLWICH TWP |  |  |  |  | 39.7417 | '-75.35258582 |  | NL |  | O | NOT LEAD | O | NOT LEAD |  |  |  | F1
| 1 POND VIEW DR APT J208, WOOLWICH TWP, NJ, 08085-5620 | 08085-5620 | WOOLWICH TWP |  |  |  |  | 39.7417 | '-75.35266162 |  | NL |  | O | NOT LEAD | O | NOT LEAD |  |  |  | F1
| 4 BUCKEYE RD , WOOLWICH TWP, NJ, 08085-3144 | 08085-3144 | WOOLWICH TWP |  |  |  |  | 39.7306 | '-75.33087955 |  | NL |  | C |  | P |  |  |  |  | F1
| 1 POND VIEW DR APT J205, WOOLWICH TWP, NJ, 08085-5620 | 08085-5620 | WOOLWICH TWP |  |  |  |  | 39.7416 | '-75.35270609 |  | NL |  | O | NOT LEAD | O | NOT LEAD |  |  |  | F1
| 1 POND VIEW DR APT J206, WOOLWICH TWP, NJ, 08085-5620 | 08085-5620 | WOOLWICH TWP |  |  |  |  | 39.7417 | '-75.35258865 |  | NL |  | O | NOT LEAD | O | NOT LEAD |  |  |  | F1
| 1 POND VIEW DR APT J4, WOOLWICH TWP, NJ, 08085-5618 | 08085-5618 | WOOLWICH TWP |  |  |  |  | 39.7416 | '-75.35276475 |  | NL |  | P |  | P |  |  |  |  | F1
| 1 PONDVIEW DR BLDG J, WOOLWICH TWP, NJ, 08085 | 08085 | WOOLWICH TWP |  |  |  |  | 39.7416 | '-75.35270573 |  | NL |  | O | NOT LEAD | O | NOT LEAD |  |  |  | F1
| 95 BUCKEYE RD , WOOLWICH TWP, NJ, 08085-3141 | 08085-3141 | WOOLWICH TWP |  |  |  |  | 39.7307 | '-75.32993272 |  | NL |  | C |  | P |  |  |  |  | F1
| 93 BUCKEYE RD , WOOLWICH TWP, NJ, 08085-3141 | 08085-3141 | WOOLWICH TWP |  |  |  |  | 39.7308 | '-75.32976436 |  | NL |  | C |  | P |  |  |  |  | F1
| 120 CENTER SQUARE RD STE 101, WOOLWICH TWP, NJ, 08085-1863 | 08085-1863 | WOOLWICH TWP |  |  |  |  | 39.7385 | '-75.32816308 |  | NL |  | C |  | P |  |  |  |  | F1
| 15 WESLEY DR , WOOLWICH TWP, NJ, 08085-2586 | 08085-2586 | WOOLWICH TWP |  |  |  |  | 39.7365 | '-75.33180136 |  | NL |  | O | NOT LEAD | O | NOT LEAD
| 1 POND VIEW DR APT A206, WOOLWICH TWP, NJ, 08085-5300 | 08085-5300 | WOOLWICH TWP |  |  |  |  | 39.7418 | '-75.3527137 |  | NL |  | O | NOT LEAD | P |  |  |  |  | F1
| 1 POND VIEW DR APT A208, WOOLWICH TWP, NJ, 08085-5300 | 08085-5300 | WOOLWICH TWP |  |  |  |  | 39.7415 | '-75.35259205 |  | NL |  | O | NOT LEAD | O | NOT LEAD |  |  |  | F1
| 227 WILSHIRE BLVD , WOOLWICH TWP, NJ, 08085-2582 | 08085-2582 | WOOLWICH TWP |  |  |  |  | 39.7384 | '-75.32965837 |  | NL |  | O | NOT LEAD | O | NOT LEAD
| 100 WESTBROOK DR , WOOLWICH TWP, NJ, 08085-2535 | 08085-2535 | WOOLWICH TWP |  |  |  |  | 39.7416 | '-75.35381756 |  | NL |  | O | NOT LEAD | O | NOT LEAD |  |  |  | O | Institutional Knowledge
| 224 WILSHIRE BLVD , WOOLWICH TWP, NJ, 08085-2585 | 08085-2585 | WOOLWICH TWP |  |  |  |  | 39.7379 | '-75.3296283 |  | NL |  | O | NOT LEAD | O | NOT LEAD
| 6 WILSHIRE BLVD , WOOLWICH TWP, NJ, 08085-2579 | 08085-2579 | WOOLWICH TWP |  |  |  |  | 39.7348 | '-75.33354942 |  | NL |  | O | NOT LEAD | O | NOT LEAD
| 220 WILSHIRE BLVD , WOOLWICH TWP, NJ, 08085-2585 | 08085-2585 | WOOLWICH TWP |  |  |  |  | 39.7376 | '-75.32975791 |  | NL |  | O | NOT LEAD | O | NOT LEAD
| 204 WILSHIRE BLVD , WOOLWICH TWP, NJ, 08085-2584 | 08085-2584 | WOOLWICH TWP |  |  |  |  | 39.7367 | '-75.33075788 |  | NL |  | O | NOT LEAD | O | NOT LEAD
| 122 WESLEY DR , WOOLWICH TWP, NJ, 08085-2590 | 08085-2590 | WOOLWICH TWP |  |  |  |  | 39.7366 | '-75.32906839 |  | NL |  | C |  | P |  |  |  |  | F1
| 1 BUCKEYE RD , WOOLWICH TWP, NJ, 08085-3099 | 08085-3099 | WOOLWICH TWP |  |  |  |  | 39.7305 | '-75.33031523 |  | NL |  | C |  | P |  |  |  |  | F1
| 91 BUCKEYE RD , WOOLWICH TWP, NJ, 08085-3141 | 08085-3141 | WOOLWICH TWP |  |  |  |  | 39.7309 | '-75.32959727 |  | NL |  | C |  | P |  |  |  |  | F1
| 201 LEXINGTON MEWS , WOOLWICH TWP, NJ, 08085-1282 | 08085-1282 | WOOLWICH TWP |  |  |  |  | 39.74 | '-75.32458948 |  | NL |  | O | NOT LEAD | O | NOT LEAD
| 204 LEXINGTON MEWS , WOOLWICH TWP, NJ, 08085-1282 | 08085-1282 | WOOLWICH TWP |  |  |  |  | 39.7401 | '-75.32450062 |  | NL |  | O | NOT LEAD | O | NOT LEAD
| 5 WESLEY DR , WOOLWICH TWP, NJ, 08085-2586 | 08085-2586 | WOOLWICH TWP |  |  |  |  | 39.7367 | '-75.33266143 |  | NL |  | O | NOT LEAD | O | NOT LEAD
| 10 WILSHIRE BLVD , WOOLWICH TWP, NJ, 08085-2579 | 08085-2579 | WOOLWICH TWP |  |  |  |  | 39.7348 | '-75.33315631 |  | NL |  | O | NOT LEAD | O | NOT LEAD
| 104 WESLEY DR , WOOLWICH TWP, NJ, 08085-2590 | 08085-2590 | WOOLWICH TWP |  |  |  |  | 39.7361 | '-75.32993182 |  | NL |  | O | NOT LEAD | O | NOT LEAD
| 137 WESLEY DR , WOOLWICH TWP, NJ, 08085-2589 | 08085-2589 | WOOLWICH TWP |  |  |  |  | 39.7369 | '-75.32917927 |  | NL |  | O | NOT LEAD | O | NOT LEAD
| 12 WESLEY DR , WOOLWICH TWP, NJ, 08085-2587 | 08085-2587 | WOOLWICH TWP |  |  |  |  | 39.7362 | '-75.33192792 |  | NL |  | O | NOT LEAD | O | NOT LEAD
| 213 WILSHIRE BLVD , WOOLWICH TWP, NJ, 08085-2582 | 08085-2582 | WOOLWICH TWP |  |  |  |  | 39.7376 | '-75.33015498 |  | NL |  | O | NOT LEAD | O | NOT LEAD |  |  |  | RRN
| 1 POND VIEW DR APT R305, WOOLWICH TWP, NJ, 08085-5638 | 08085-5638 | WOOLWICH TWP |  |  |  |  | 39.7416 | '-75.35263835 |  | NL |  | O | NOT LEAD | P |  |  |  |  | F1
| 1 POND VIEW DR APT R103, WOOLWICH TWP, NJ, 08085-5636 | 08085-5636 | WOOLWICH TWP |  |  |  |  | 39.7417 | '-75.35269553 |  | NL |  | O | NOT LEAD | O | NOT LEAD |  |  |  | F1
| 1 POND VIEW DR APT R203, WOOLWICH TWP, NJ, 08085-5637 | 08085-5637 | WOOLWICH TWP |  |  |  |  | 39.7417 | '-75.35256974 |  | NL |  | O | NOT LEAD | O | NOT LEAD |  |  |  | F1
| 1 POND VIEW DR APT R204, WOOLWICH TWP, NJ, 08085-5637 | 08085-5637 | WOOLWICH TWP |  |  |  |  | 39.7416 | '-75.35270717 |  | NL |  | O | NOT LEAD | O | NOT LEAD |  |  |  | F1
| 1 POND VIEW DR APT R202, WOOLWICH TWP, NJ, 08085-5637 | 08085-5637 | WOOLWICH TWP |  |  |  |  | 39.7416 | '-75.35269121 |  | NL |  | O | NOT LEAD | O | NOT LEAD |  |  |  | F1
| 1 POND VIEW DR APT R102, WOOLWICH TWP, NJ, 08085-5636 | 08085-5636 | WOOLWICH TWP |  |  |  |  | 39.7416 | '-75.35253851 |  | NL |  | O | NOT LEAD | O | NOT LEAD |  |  |  | F1
| 1 POND VIEW DR APT R304, WOOLWICH TWP, NJ, 08085-5638 | 08085-5638 | WOOLWICH TWP |  |  |  |  | 39.7416 | '-75.3526199 |  | NL |  | O | NOT LEAD | O | NOT LEAD |  |  |  | F1
| 1 POND VIEW DR APT R201, WOOLWICH TWP, NJ, 08085-5637 | 08085-5637 | WOOLWICH TWP |  |  |  |  | 39.7416 | '-75.35265883 |  | NL |  | O | NOT LEAD | O | NOT LEAD |  |  |  | F1
| 1 POND VIEW DR APT R206, WOOLWICH TWP, NJ, 08085-5637 | 08085-5637 | WOOLWICH TWP |  |  |  |  | 39.7416 | '-75.35266429 |  | NL |  | O | NOT LEAD | O | NOT LEAD |  |  |  | F1
| 1 POND VIEW DR APT R101, WOOLWICH TWP, NJ, 08085-5636 | 08085-5636 | WOOLWICH TWP |  |  |  |  | 39.7416 | '-75.35261044 |  | NL |  | O | NOT LEAD | O | NOT LEAD |  |  |  | F1
| 1 PONDVIEW DR BLDG R-HOSE, WOOLWICH TWP, NJ, 08085 | 08085 | WOOLWICH TWP |  |  |  |  | 39.7416 | '-75.35260477 |  | NL |  | O | NOT LEAD | O | NOT LEAD
| 1 POND VIEW DR APT R205, WOOLWICH TWP, NJ, 08085-5637 | 08085-5637 | WOOLWICH TWP |  |  |  |  | 39.7416 | '-75.352621 |  | NL |  | O | NOT LEAD | O | NOT LEAD |  |  |  | F1
| 1 POND VIEW DR APT R302, WOOLWICH TWP, NJ, 08085-5638 | 08085-5638 | WOOLWICH TWP |  |  |  |  | 39.7417 | '-75.35251641 |  | NL |  | O | NOT LEAD | O | NOT LEAD |  |  |  | F1
| 226 WILSHIRE BLVD , WOOLWICH TWP, NJ, 08085-2585 | 08085-2585 | WOOLWICH TWP |  |  |  |  | 39.738 | '-75.32952506 |  | NL |  | O | NOT LEAD | O | NOT LEAD
| 138 WESLEY DR , WOOLWICH TWP, NJ, 08085-2590 | 08085-2590 | WOOLWICH TWP |  |  |  |  | 39.7372 | '-75.32901283 |  | NL |  | O | NOT LEAD | O | NOT LEAD
| 136 WESLEY DR , WOOLWICH TWP, NJ, 08085-2590 | 08085-2590 | WOOLWICH TWP |  |  |  |  | 39.7373 | '-75.32891932 |  | NL |  | O | NOT LEAD | O | NOT LEAD |  |  |  | RRN
| 1 POND VIEW DR APT R104, WOOLWICH TWP, NJ, 08085-5636 | 08085-5636 | WOOLWICH TWP |  |  |  |  | 39.7417 | '-75.35255352 |  | NL |  | O | NOT LEAD | O | NOT LEAD |  |  |  | F1, O | Institutional Knowledge
| 1 POND VIEW DR APT R208, WOOLWICH TWP, NJ, 08085-5637 | 08085-5637 | WOOLWICH TWP |  |  |  |  | 39.7417 | '-75.35264277 |  | NL |  | O | NOT LEAD | P |  |  |  |  | F1
| 1 POND VIEW DR APT R306, WOOLWICH TWP, NJ, 08085-5638 | 08085-5638 | WOOLWICH TWP |  |  |  |  | 39.7416 | '-75.35262989 |  | NL |  | O | NOT LEAD | O | NOT LEAD |  |  |  | F1
| 1 POND VIEW DR APT R308, WOOLWICH TWP, NJ, 08085-5638 | 08085-5638 | WOOLWICH TWP |  |  |  |  | 39.7417 | '-75.35254204 |  | NL |  | O | NOT LEAD | O | NOT LEAD |  |  |  | F1
| 1 POND VIEW DR APT R303, WOOLWICH TWP, NJ, 08085-5638 | 08085-5638 | WOOLWICH TWP |  |  |  |  | 39.7416 | '-75.35266429 |  | NL |  | O | NOT LEAD | O | NOT LEAD |  |  |  | F1
| 1 POND VIEW DR APT R207, WOOLWICH TWP, NJ, 08085-5637 | 08085-5637 | WOOLWICH TWP |  |  |  |  | 39.7417 | '-75.35263405 |  | NL |  | O | NOT LEAD | O | NOT LEAD |  |  |  | F1
| 203 LEXINGTON MEWS , WOOLWICH TWP, NJ, 08085-1282 | 08085-1282 | WOOLWICH TWP |  |  |  |  | 39.74 | '-75.32447995 |  | NL |  | C |  | P |  |  |  |  | F1
| 2606 LEXINGTON MEWS , WOOLWICH TWP, NJ, 08085-1353 | 08085-1353 | WOOLWICH TWP |  |  |  |  | 39.7396 | '-75.32400814 |  | NL |  | O | NOT LEAD | O | NOT LEAD
| 2604 LEXINGTON MEWS , WOOLWICH TWP, NJ, 08085-1353 | 08085-1353 | WOOLWICH TWP |  |  |  |  | 39.7397 | '-75.32412737 |  | NL |  | C |  | P |  |  |  |  | F1
| 120 CENTER SQUARE RD STE 205, WOOLWICH TWP, NJ, 08085-1864 | 08085-1864 | WOOLWICH TWP |  |  |  |  | 39.7375 | '-75.3281406 |  | NL |  | C |  | C |  |  |  |  | F1
| 2608 LEXINGTON MEWS , WOOLWICH TWP, NJ, 08085-1353 | 08085-1353 | WOOLWICH TWP |  |  |  |  | 39.7396 | '-75.32386933 |  | NL |  | O | NOT LEAD | O | NOT LEAD
| 2607 LEXINGTON MEWS , SWEDESBORO, NJ, 08085-1353 | 08085-1353 | SWEDESBORO |  |  |  |  | 39.7395 | '-75.32391796 |  | NL |  | P |  | P |  |  |  |  | F1
| 135 WESLEY DR , WOOLWICH TWP, NJ, 08085-2589 | 08085-2589 | WOOLWICH TWP |  |  |  |  | 39.7368 | '-75.32934017 |  | NL |  | C |  | P |  |  |  |  | F1
| 242 WILSHIRE BLVD , WOOLWICH TWP, NJ, 08085-2585 | 08085-2585 | WOOLWICH TWP |  |  |  |  | 39.739 | '-75.32937003 |  | NL |  | O | NOT LEAD | O | NOT LEAD
| 14 WESLEY DR , WOOLWICH TWP, NJ, 08085-2587 | 08085-2587 | WOOLWICH TWP |  |  |  |  | 39.7362 | '-75.33175892 |  | NL |  | C |  | P |  |  |  |  | F1
| 205 WILSHIRE BLVD , WOOLWICH TWP, NJ, 08085-2582 | 08085-2582 | WOOLWICH TWP |  |  |  |  | 39.7369 | '-75.33095644 |  | NL |  | O | NOT LEAD | O | NOT LEAD
| 244 WILSHIRE BLVD , WOOLWICH TWP, NJ, 08085-2585 | 08085-2585 | WOOLWICH TWP |  |  |  |  | 39.7391 | '-75.32946992 |  | NL |  | O | NOT LEAD | O | NOT LEAD |  |  |  | RRN
| 2605 LEXINGTON MEWS , WOOLWICH TWP, NJ, 08085-1353 | 08085-1353 | WOOLWICH TWP |  |  |  |  | 39.7397 | '-75.324085 |  | NL |  | O | NOT LEAD | O | NOT LEAD
| 87 BUCKEYE RD , WOOLWICH TWP, NJ, 08085-3141 | 08085-3141 | WOOLWICH TWP |  |  |  |  | 39.7312 | '-75.3292954 |  | NL |  | C |  | O | NOT LEAD |  |  |  | F1
| 85 BUCKEYE RD , WOOLWICH TWP, NJ, 08085-3141 | 08085-3141 | WOOLWICH TWP |  |  |  |  | 39.7313 | '-75.3292352 |  | NL |  | O | NOT LEAD | O | NOT LEAD
| 1 POND VIEW DR APT H304, WOOLWICH TWP, NJ, 08085-5617 | 08085-5617 | WOOLWICH TWP |  |  |  |  | 39.7416 | '-75.35264838 |  | NL |  | O | NOT LEAD | O | NOT LEAD |  |  |  | F1
| 1 POND VIEW DR APT H204, WOOLWICH TWP, NJ, 08085-5616 | 08085-5616 | WOOLWICH TWP |  |  |  |  | 39.7416 | '-75.35270489 |  | NL |  | O | NOT LEAD | O | NOT LEAD |  |  |  | F1
| 1 POND VIEW DR APT H202, WOOLWICH TWP, NJ, 08085-5616 | 08085-5616 | WOOLWICH TWP |  |  |  |  | 39.7416 | '-75.35262463 |  | NL |  | O | NOT LEAD | O | NOT LEAD |  |  |  | F1
| 1 PONDVIEW DR BLDG H, WOOLWICH TWP, NJ, 08085 | 08085 | WOOLWICH TWP |  |  |  |  | 39.7417 | '-75.35266865 |  | NL |  | O | NOT LEAD | O | NOT LEAD
| 1 POND VIEW DR APT H207, WOOLWICH TWP, NJ, 08085-5616 | 08085-5616 | WOOLWICH TWP |  |  |  |  | 39.7417 | '-75.35255909 |  | NL |  | P |  | P |  |  |  |  | F1
| 1 POND VIEW DR APT H102, WOOLWICH TWP, NJ, 08085-5615 | 08085-5615 | WOOLWICH TWP |  |  |  |  | 39.7416 | '-75.35269348 |  | NL |  | O | NOT LEAD | O | NOT LEAD |  |  |  | O | Institutional Knowledge
| 1 POND VIEW DR APT H203, WOOLWICH TWP, NJ, 08085-5616 | 08085-5616 | WOOLWICH TWP |  |  |  |  | 39.7416 | '-75.35269328 |  | NL |  | P |  | P |  |  |  |  | F1
| 1 POND VIEW DR APT H103, WOOLWICH TWP, NJ, 08085-5615 | 08085-5615 | WOOLWICH TWP |  |  |  |  | 39.7417 | '-75.35256465 |  | NL |  | O | NOT LEAD | O | NOT LEAD |  |  |  | F1
| 1 POND VIEW DR APT H101, WOOLWICH TWP, NJ, 08085-5615 | 08085-5615 | WOOLWICH TWP |  |  |  |  | 39.7417 | '-75.35258536 |  | NL |  | O | NOT LEAD | O | NOT LEAD
| 1 POND VIEW DR APT H201, WOOLWICH TWP, NJ, 08085-5616 | 08085-5616 | WOOLWICH TWP |  |  |  |  | 39.7416 | '-75.3526488 |  | NL |  | O | NOT LEAD | P |  |  |  |  | F1
| 1 POND VIEW DR APT H104, WOOLWICH TWP, NJ, 08085-5615 | 08085-5615 | WOOLWICH TWP |  |  |  |  | 39.7416 | '-75.35266429 |  | NL |  | O | NOT LEAD | P |  |  |  |  | F1
| 1 POND VIEW DR APT H301, WOOLWICH TWP, NJ, 08085-5617 | 08085-5617 | WOOLWICH TWP |  |  |  |  | 39.7416 | '-75.35266429 |  | NL |  | O | NOT LEAD | O | NOT LEAD |  |  |  | F1
| 1 POND VIEW DR APT H302, WOOLWICH TWP, NJ, 08085-5617 | 08085-5617 | WOOLWICH TWP |  |  |  |  | 39.7417 | '-75.35272432 |  | NL |  | O | NOT LEAD | O | NOT LEAD |  |  |  | O | Institutional Knowledge
| 1 POND VIEW DR APT H205, WOOLWICH TWP, NJ, 08085-5616 | 08085-5616 | WOOLWICH TWP |  |  |  |  | 39.7416 | '-75.35266429 |  | NL |  | O | NOT LEAD | O | NOT LEAD |  |  |  | F1
| 1 POND VIEW DR APT H306, WOOLWICH TWP, NJ, 08085-5617 | 08085-5617 | WOOLWICH TWP |  |  |  |  | 39.7417 | '-75.35260926 |  | NL |  | O | NOT LEAD | O | NOT LEAD |  |  |  | F1
| 1 POND VIEW DR APT H303, WOOLWICH TWP, NJ, 08085-5617 | 08085-5617 | WOOLWICH TWP |  |  |  |  | 39.7416 | '-75.35258625 |  | NL |  | O | NOT LEAD | O | NOT LEAD |  |  |  | F1
| 1 POND VIEW DR APT H206, WOOLWICH TWP, NJ, 08085-5616 | 08085-5616 | WOOLWICH TWP |  |  |  |  | 39.7416 | '-75.35261156 |  | NL |  | C |  | P |  |  |  |  | F1
| 1 POND VIEW DR APT H305, WOOLWICH TWP, NJ, 08085-5617 | 08085-5617 | WOOLWICH TWP |  |  |  |  | 39.7417 | '-75.35266569 |  | NL |  | P |  | P |  |  |  |  | F1
| 1 POND VIEW DR APT H208, WOOLWICH TWP, NJ, 08085-5616 | 08085-5616 | WOOLWICH TWP |  |  |  |  | 39.7416 | '-75.35276379 |  | NL |  | O | NOT LEAD | O | NOT LEAD |  |  |  | O | Institutional Knowledge
| 1 POND VIEW DR APT H307, WOOLWICH TWP, NJ, 08085-5617 | 08085-5617 | WOOLWICH TWP |  |  |  |  | 39.7416 | '-75.35263341 |  | NL |  | O | NOT LEAD | O | NOT LEAD |  |  |  | F1
| 1 POND VIEW DR APT H308, WOOLWICH TWP, NJ, 08085-5617 | 08085-5617 | WOOLWICH TWP |  |  |  |  | 39.7417 | '-75.35255965 |  | NL |  | O | NOT LEAD | P |  |  |  |  | F1
| 17 WESLEY DR , WOOLWICH TWP, NJ, 08085-2586 | 08085-2586 | WOOLWICH TWP |  |  |  |  | 39.7364 | '-75.33163119 |  | NL |  | O | NOT LEAD | P |  |  |  |  | RRN, F1
| 222 WILSHIRE BLVD , WOOLWICH TWP, NJ, 08085-2585 | 08085-2585 | WOOLWICH TWP |  |  |  |  | 39.7377 | '-75.32969668 |  | NL |  | O | NOT LEAD | O | NOT LEAD
| 221 WILSHIRE BLVD , WOOLWICH TWP, NJ, 08085-2582 | 08085-2582 | WOOLWICH TWP |  |  |  |  | 39.7381 | '-75.32986851 |  | NL |  | O | NOT LEAD | O | NOT LEAD
| 119 WESLEY DR , WOOLWICH TWP, NJ, 08085-2588 | 08085-2588 | WOOLWICH TWP |  |  |  |  | 39.7365 | '-75.3298372 |  | NL |  | O | NOT LEAD | O | NOT LEAD
| 2602 LEXINGTON MEWS , WOOLWICH TWP, NJ, 08085-1353 | 08085-1353 | WOOLWICH TWP |  |  |  |  | 39.7397 | '-75.32407485 |  | NL |  | C |  | P |  |  |  |  | F1
| 100 LEXINGTON MEWS , WOOLWICH TWP, NJ, 08085 | 08085 | WOOLWICH TWP |  |  |  |  | 39.7394 | '-75.32711547 |  | NL |  | C |  | C |  |  |  |  | F1
| 218 WILSHIRE BLVD , WOOLWICH TWP, NJ, 08085-2585 | 08085-2585 | WOOLWICH TWP |  |  |  |  | 39.7375 | '-75.32983219 |  | NL |  | C |  | P |  |  |  |  | F1
| 8 WILSHIRE BLVD , WOOLWICH TWP, NJ, 08085-2579 | 08085-2579 | WOOLWICH TWP |  |  |  |  | 39.7348 | '-75.33334862 |  | NL |  | O | NOT LEAD | O | NOT LEAD |  |  |  | RRN
| 120 WESLEY DR , WOOLWICH TWP, NJ, 08085-2590 | 08085-2590 | WOOLWICH TWP |  |  |  |  | 39.7365 | '-75.3291902 |  | NL |  | O | NOT LEAD | O | NOT LEAD
| 139 WESLEY DR , WOOLWICH TWP, NJ, 08085-2589 | 08085-2589 | WOOLWICH TWP |  |  |  |  | 39.737 | '-75.32904859 |  | NL |  | O | NOT LEAD | O | NOT LEAD
| 18 LOCUST LN , WOOLWICH TWP, NJ, 08085-3171 | 08085-3171 | WOOLWICH TWP |  |  |  |  | 39.7315 | '-75.33039479 |  | NL |  | P |  | P |  |  |  |  | F1
| 81 BUCKEYE RD , WOOLWICH TWP, NJ, 08085-3141 | 08085-3141 | WOOLWICH TWP |  |  |  |  | 39.7316 | '-75.32938485 |  | NL |  | O | NOT LEAD | O | NOT LEAD
| 102 LEXINGTON MEWS , WOOLWICH TWP, NJ, 08085-1281 | 08085-1281 | WOOLWICH TWP |  |  |  |  | 39.7396 | '-75.32470282 |  | NL |  | O | NOT LEAD | O | NOT LEAD |  |  |  | RRN
| 101 LEXINGTON MEWS , WOOLWICH TWP, NJ, 08085-1281 | 08085-1281 | WOOLWICH TWP |  |  |  |  | 39.7393 | '-75.32653582 |  | NL |  | O | NOT LEAD | O | NOT LEAD
| 2603 LEXINGTON MEWS , WOOLWICH TWP, NJ, 08085-1353 | 08085-1353 | WOOLWICH TWP |  |  |  |  | 39.7397 | '-75.32408032 |  | NL |  | O | NOT LEAD | O | NOT LEAD
| 31 BUCKEYE RD , WOOLWICH TWP, NJ, 08085-3099 | 08085-3099 | WOOLWICH TWP |  |  |  |  | 39.7319 | '-75.33261369 |  | NL |  | O | NOT LEAD | O | NOT LEAD |  |  |  | RRN
| 121 WESLEY DR , WOOLWICH TWP, NJ, 08085-2588 | 08085-2588 | WOOLWICH TWP |  |  |  |  | 39.7366 | '-75.32968225 |  | NL |  | P |  | P |  |  |  |  | F1
| 240 WILSHIRE BLVD , WOOLWICH TWP, NJ, 08085-2585 | 08085-2585 | WOOLWICH TWP |  |  |  |  | 39.7388 | '-75.32932448 |  | NL |  | C |  | P |  |  |  |  | F1
| 236 WILSHIRE BLVD , WOOLWICH TWP, NJ, 08085-2585 | 08085-2585 | WOOLWICH TWP |  |  |  |  | 39.7386 | '-75.32923394 |  | NL |  | C |  | P |  |  |  |  | F1
| 206 WILSHIRE BLVD , WOOLWICH TWP, NJ, 08085-2584 | 08085-2584 | WOOLWICH TWP |  |  |  |  | 39.7368 | '-75.33058286 |  | NL |  | C |  | P |  |  |  |  | F1
| 215 WILSHIRE BLVD , WOOLWICH TWP, NJ, 08085-2582 | 08085-2582 | WOOLWICH TWP |  |  |  |  | 39.7378 | '-75.33007923 |  | NL |  | O | NOT LEAD | O | NOT LEAD
| 131 WESLEY DR , WOOLWICH TWP, NJ, 08085-2589 | 08085-2589 | WOOLWICH TWP |  |  |  |  | 39.7374 | '-75.32989918 |  | NL |  | C |  | P |  |  |  |  | F1
| 207 WILSHIRE BLVD , WOOLWICH TWP, NJ, 08085-2582 | 08085-2582 | WOOLWICH TWP |  |  |  |  | 39.737 | '-75.33081416 |  | NL |  | O | NOT LEAD | O | NOT LEAD
| 48 LONGLEAF LN , WOOLWICH TWP, NJ, 08085-3187 | 08085-3187 | WOOLWICH TWP |  |  |  |  | 39.7296 | '-75.32918913 |  | NL |  | O | NOT LEAD | O | NOT LEAD |  |  |  | RRN
| 2601 LEXINGTON MEWS , WOOLWICH TWP, NJ, 08085-1353 | 08085-1353 | WOOLWICH TWP |  |  |  |  | 39.7396 | '-75.32398203 |  | NL |  | C |  | P |  |  |  |  | F1
| 232 WILSHIRE BLVD , WOOLWICH TWP, NJ, 08085-2585 | 08085-2585 | WOOLWICH TWP |  |  |  |  | 39.7384 | '-75.32930246 |  | NL |  | O | NOT LEAD | C |  |  |  |  | RRN, F1
| 208 WILSHIRE BLVD , WOOLWICH TWP, NJ, 08085-2584 | 08085-2584 | WOOLWICH TWP |  |  |  |  | 39.7369 | '-75.33045927 |  | NL |  | C |  | P |  |  |  |  | F1
| 225 WILSHIRE BLVD , WOOLWICH TWP, NJ, 08085-2582 | 08085-2582 | WOOLWICH TWP |  |  |  |  | 39.7383 | '-75.32973142 |  | NL |  | O | NOT LEAD | O | NOT LEAD
| 1 POND VIEW DR APT P307, WOOLWICH TWP, NJ, 08085-5635 | 08085-5635 | WOOLWICH TWP |  |  |  |  | 39.7417 | '-75.35258801 |  | NL |  | O | NOT LEAD | O | NOT LEAD |  |  |  | F1
| 1 POND VIEW DR APT P104, WOOLWICH TWP, NJ, 08085-5633 | 08085-5633 | WOOLWICH TWP |  |  |  |  | 39.7416 | '-75.35254492 |  | NL |  | O | NOT LEAD | O | NOT LEAD
| 1 POND VIEW DR APT P207, WOOLWICH TWP, NJ, 08085-5634 | 08085-5634 | WOOLWICH TWP |  |  |  |  | 39.7416 | '-75.35266429 |  | NL |  | O | NOT LEAD | O | NOT LEAD |  |  |  | F1
| 1 POND VIEW DR APT P208, WOOLWICH TWP, NJ, 08085-5634 | 08085-5634 | WOOLWICH TWP |  |  |  |  | 39.7417 | '-75.35265192 |  | NL |  | O | NOT LEAD | O | NOT LEAD |  |  |  | F1
| 1 POND VIEW DR APT P308, WOOLWICH TWP, NJ, 08085-5635 | 08085-5635 | WOOLWICH TWP |  |  |  |  | 39.7416 | '-75.35266429 |  | NL |  | O | NOT LEAD | O | NOT LEAD |  |  |  | F1
| 1 POND VIEW DR APT P306, WOOLWICH TWP, NJ, 08085-5635 | 08085-5635 | WOOLWICH TWP |  |  |  |  | 39.7416 | '-75.35258313 |  | NL |  | O | NOT LEAD | O | NOT LEAD |  |  |  | F1
| 1 POND VIEW DR APT P102, WOOLWICH TWP, NJ, 08085-5633 | 08085-5633 | WOOLWICH TWP |  |  |  |  | 39.7416 | '-75.35262055 |  | NL |  | O | NOT LEAD | P |  |  |  |  | F1
| 1 POND VIEW DR APT P203, WOOLWICH TWP, NJ, 08085-5634 | 08085-5634 | WOOLWICH TWP |  |  |  |  | 39.7416 | '-75.35266429 |  | NL |  | O | NOT LEAD | O | NOT LEAD |  |  |  | F1
| 1 POND VIEW DR APT P204, WOOLWICH TWP, NJ, 08085-5634 | 08085-5634 | WOOLWICH TWP |  |  |  |  | 39.7416 | '-75.35250825 |  | NL |  | O | NOT LEAD | O | NOT LEAD |  |  |  | F1
| 1 POND VIEW DR APT P304, WOOLWICH TWP, NJ, 08085-5635 | 08085-5635 | WOOLWICH TWP |  |  |  |  | 39.7416 | '-75.35271772 |  | NL |  | O | NOT LEAD | O | NOT LEAD |  |  |  | F1
| 1 POND VIEW DR APT P302, WOOLWICH TWP, NJ, 08085-5635 | 08085-5635 | WOOLWICH TWP |  |  |  |  | 39.7416 | '-75.35260745 |  | NL |  | O | NOT LEAD | O | NOT LEAD |  |  |  | F1
| 1 POND VIEW DR APT P202, WOOLWICH TWP, NJ, 08085-5634 | 08085-5634 | WOOLWICH TWP |  |  |  |  | 39.7416 | '-75.35266429 |  | NL |  | O | NOT LEAD | O | NOT LEAD |  |  |  | F1
| 1 POND VIEW DR APT P201, WOOLWICH TWP, NJ, 08085-5634 | 08085-5634 | WOOLWICH TWP |  |  |  |  | 39.7417 | '-75.35257833 |  | NL |  | O | NOT LEAD | O | NOT LEAD |  |  |  | F1
| 1 POND VIEW DR APT P301, WOOLWICH TWP, NJ, 08085-5635 | 08085-5635 | WOOLWICH TWP |  |  |  |  | 39.7417 | '-75.35273315 |  | NL |  | O | NOT LEAD | O | NOT LEAD |  |  |  | F1
| 1 POND VIEW DR APT P101, WOOLWICH TWP, NJ, 08085-5633 | 08085-5633 | WOOLWICH TWP |  |  |  |  | 39.7417 | '-75.35274505 |  | NL |  | P |  | P |  |  |  |  | F1
| 1 POND VIEW DR APT P206, WOOLWICH TWP, NJ, 08085-5634 | 08085-5634 | WOOLWICH TWP |  |  |  |  | 39.7417 | '-75.35259608 |  | NL |  | O | NOT LEAD | O | NOT LEAD |  |  |  | F1
| 1 POND VIEW DR APT P305, WOOLWICH TWP, NJ, 08085-5635 | 08085-5635 | WOOLWICH TWP |  |  |  |  | 39.7416 | '-75.35266429 |  | NL |  | O | NOT LEAD | O | NOT LEAD |  |  |  | O | Institutional Knowledge
| 1 POND VIEW DR APT P205, WOOLWICH TWP, NJ, 08085-5634 | 08085-5634 | WOOLWICH TWP |  |  |  |  | 39.7416 | '-75.35271893 |  | NL |  | P |  | P |  |  |  |  | F1
| 1 POND VIEW DR APT P303, WOOLWICH TWP, NJ, 08085-5635 | 08085-5635 | WOOLWICH TWP |  |  |  |  | 39.7417 | '-75.3526936 |  | NL |  | O | NOT LEAD | O | NOT LEAD |  |  |  | F1
| 1 POND VIEW DR APT P103, WOOLWICH TWP, NJ, 08085-5633 | 08085-5633 | WOOLWICH TWP |  |  |  |  | 39.7416 | '-75.35271003 |  | NL |  | O | NOT LEAD | O | NOT LEAD |  |  |  | F1
| 228A WILSHIRE BLVD , WOOLWICH TWP, NJ, 08085 | 08085 | WOOLWICH TWP |  |  |  |  | 39.7381 | '-75.32950743 |  | NL |  | C |  | C |  |  |  |  | F1
| 1 PONDVIEW DR BLDG P, WOOLWICH TWP, NJ, 08085 | 08085 | WOOLWICH TWP |  |  |  |  | 39.7417 | '-75.35259178 |  | NL |  | O | NOT LEAD | O | NOT LEAD
| 229 WILSHIRE BLVD , WOOLWICH TWP, NJ, 08085-2582 | 08085-2582 | WOOLWICH TWP |  |  |  |  | 39.7387 | '-75.32961332 |  | NL |  | O | NOT LEAD | O | NOT LEAD |  |  |  | RRN
| 43 BUCKEYE RD , WOOLWICH TWP, NJ, 08085-3099 | 08085-3099 | WOOLWICH TWP |  |  |  |  | 39.7328 | '-75.33283783 |  | NL |  | C |  | P |  |  |  |  | F1
| 55 BUCKEYE RD , WOOLWICH TWP, NJ, 08085-3099 | 08085-3099 | WOOLWICH TWP |  |  |  |  | 39.7331 | '-75.33158898 |  | NL |  | O | NOT LEAD | O | NOT LEAD
| 65 BUCKEYE RD , WOOLWICH TWP, NJ, 08085-3099 | 08085-3099 | WOOLWICH TWP |  |  |  |  | 39.7329 | '-75.33069669 |  | NL |  | O | NOT LEAD | O | NOT LEAD
| 303 LEXINGTON MEWS , WOOLWICH TWP, NJ, 08085-1283 | 08085-1283 | WOOLWICH TWP |  |  |  |  | 39.7399 | '-75.32521708 |  | NL |  | C |  | P |  |  |  |  | F1
| 104 LEXINGTON MEWS , WOOLWICH TWP, NJ, 08085-1281 | 08085-1281 | WOOLWICH TWP |  |  |  |  | 39.7396 | '-75.32488613 |  | NL |  | O | NOT LEAD | O | NOT LEAD
| 20 LOCUST LN , WOOLWICH TWP, NJ, 08085-3171 | 08085-3171 | WOOLWICH TWP |  |  |  |  | 39.7316 | '-75.33022287 |  | NL |  | O | NOT LEAD | O | NOT LEAD
| 69 BUCKEYE RD , WOOLWICH TWP, NJ, 08085-3099 | 08085-3099 | WOOLWICH TWP |  |  |  |  | 39.7326 | '-75.33040363 |  | NL |  | O | NOT LEAD | O | NOT LEAD
| 51 BUCKEYE RD , WOOLWICH TWP, NJ, 08085-3099 | 08085-3099 | WOOLWICH TWP |  |  |  |  | 39.733 | '-75.33202505 |  | NL |  | C |  | P |  |  |  |  | F1
| 53 BUCKEYE RD , WOOLWICH TWP, NJ, 08085-3099 | 08085-3099 | WOOLWICH TWP |  |  |  |  | 39.7331 | '-75.33180404 |  | NL |  | C |  | O | NOT LEAD |  |  |  | F1, RRN
| 209 WILSHIRE BLVD , WOOLWICH TWP, NJ, 08085-2582 | 08085-2582 | WOOLWICH TWP |  |  |  |  | 39.7371 | '-75.33066238 |  | NL |  | C |  | P |  |  |  |  | F1
| 118 WESLEY DR , WOOLWICH TWP, NJ, 08085-2590 | 08085-2590 | WOOLWICH TWP |  |  |  |  | 39.7364 | '-75.32933239 |  | NL |  | C |  | P |  |  |  |  | F1
| 133 WESLEY DR , WOOLWICH TWP, NJ, 08085-2589 | 08085-2589 | WOOLWICH TWP |  |  |  |  | 39.7373 | '-75.33003061 |  | NL |  | O | NOT LEAD | O | NOT LEAD
| 59 LONGLEAF LN , WOOLWICH TWP, NJ, 08085-3185 | 08085-3185 | WOOLWICH TWP |  |  |  |  | 39.7304 | '-75.32859295 |  | NL |  | O | NOT LEAD | O | NOT LEAD |  |  |  | RRN
| 1 POND VIEW DR APT N207, WOOLWICH TWP, NJ, 08085-5631 | 08085-5631 | WOOLWICH TWP |  |  |  |  | 39.7416 | '-75.3525748 |  | NL |  | O | NOT LEAD | P |  |  |  |  | F1
| 1 POND VIEW DR APT N101, WOOLWICH TWP, NJ, 08085-5630 | 08085-5630 | WOOLWICH TWP |  |  |  |  | 39.7417 | '-75.35265521 |  | NL |  | P |  | P |  |  |  |  | F1
| 1 POND VIEW DR APT N301, WOOLWICH TWP, NJ, 08085-5632 | 08085-5632 | WOOLWICH TWP |  |  |  |  | 39.7416 | '-75.35269742 |  | NL |  | O | NOT LEAD | O | NOT LEAD |  |  |  | O | Institutional Knowledge
| 1 POND VIEW DR APT N201, WOOLWICH TWP, NJ, 08085-5631 | 08085-5631 | WOOLWICH TWP |  |  |  |  | 39.7417 | '-75.35265615 |  | NL |  | O | NOT LEAD | O | NOT LEAD |  |  |  | F1
| 1 POND VIEW DR APT N202, WOOLWICH TWP, NJ, 08085-5631 | 08085-5631 | WOOLWICH TWP |  |  |  |  | 39.7416 | '-75.3526001 |  | NL |  | O | NOT LEAD | O | NOT LEAD |  |  |  | F1
| 1 POND VIEW DR APT N203, WOOLWICH TWP, NJ, 08085-5631 | 08085-5631 | WOOLWICH TWP |  |  |  |  | 39.7416 | '-75.35266429 |  | NL |  | O | NOT LEAD | O | NOT LEAD |  |  |  | O | Institutional Knowledge
| 1 POND VIEW DR APT N204, WOOLWICH TWP, NJ, 08085-5631 | 08085-5631 | WOOLWICH TWP |  |  |  |  | 39.7417 | '-75.35258864 |  | NL |  | O | NOT LEAD | O | NOT LEAD |  |  |  | F1
| 1 POND VIEW DR APT N304, WOOLWICH TWP, NJ, 08085-5632 | 08085-5632 | WOOLWICH TWP |  |  |  |  | 39.7416 | '-75.3525657 |  | NL |  | O | NOT LEAD | O | NOT LEAD |  |  |  | F1
| 1 POND VIEW DR APT N102, WOOLWICH TWP, NJ, 08085-5630 | 08085-5630 | WOOLWICH TWP |  |  |  |  | 39.7417 | '-75.35269782 |  | NL |  | O | NOT LEAD | O | NOT LEAD
| 1 POND VIEW DR APT N305, WOOLWICH TWP, NJ, 08085-5632 | 08085-5632 | WOOLWICH TWP |  |  |  |  | 39.7417 | '-75.35260315 |  | NL |  | O | NOT LEAD | P |  |  |  |  | F1
| 1 POND VIEW DR APT N103, WOOLWICH TWP, NJ, 08085-5630 | 08085-5630 | WOOLWICH TWP |  |  |  |  | 39.7416 | '-75.35266429 |  | NL |  | O | NOT LEAD | O | NOT LEAD |  |  |  | F1
| 1 POND VIEW DR APT N205, WOOLWICH TWP, NJ, 08085-5631 | 08085-5631 | WOOLWICH TWP |  |  |  |  | 39.7416 | '-75.35258988 |  | NL |  | P |  | P |  |  |  |  | F1
| 1 POND VIEW DR APT N206, WOOLWICH TWP, NJ, 08085-5631 | 08085-5631 | WOOLWICH TWP |  |  |  |  | 39.7417 | '-75.35258049 |  | NL |  | O | NOT LEAD | O | NOT LEAD |  |  |  | F1
| 1 POND VIEW DR APT N306, WOOLWICH TWP, NJ, 08085-5632 | 08085-5632 | WOOLWICH TWP |  |  |  |  | 39.7416 | '-75.35266429 |  | NL |  | O | NOT LEAD | O | NOT LEAD |  |  |  | F1
| 1 POND VIEW DR APT N308, WOOLWICH TWP, NJ, 08085-5632 | 08085-5632 | WOOLWICH TWP |  |  |  |  | 39.7416 | '-75.35272049 |  | NL |  | O | NOT LEAD | O | NOT LEAD |  |  |  | F1
| 1 POND VIEW DR APT N208, WOOLWICH TWP, NJ, 08085-5631 | 08085-5631 | WOOLWICH TWP |  |  |  |  | 39.7417 | '-75.35265511 |  | NL |  | O | NOT LEAD | O | NOT LEAD |  |  |  | F1
| 1 PONDVIEW DR BLDG NHOUSE, WOOLWICH TWP, NJ, 08085 | 08085 | WOOLWICH TWP |  |  |  |  | 39.7417 | '-75.35259812 |  | NL |  | O | NOT LEAD | O | NOT LEAD
| 1 POND VIEW DR APT N307, WOOLWICH TWP, NJ, 08085-5632 | 08085-5632 | WOOLWICH TWP |  |  |  |  | 39.7416 | '-75.35254768 |  | NL |  | O | NOT LEAD | O | NOT LEAD |  |  |  | O | Institutional Knowledge
| 1 POND VIEW DR APT N104, WOOLWICH TWP, NJ, 08085-5630 | 08085-5630 | WOOLWICH TWP |  |  |  |  | 39.7416 | '-75.35266429 |  | NL |  | O | NOT LEAD | C |  |  |  |  | F1
| 57 LONGLEAF LN , WOOLWICH TWP, NJ, 08085-3185 | 08085-3185 | WOOLWICH TWP |  |  |  |  | 39.7304 | '-75.32883067 |  | NL |  | C |  | P |  |  |  |  | F1
| 55 LONGLEAF LN , WOOLWICH TWP, NJ, 08085-3185 | 08085-3185 | WOOLWICH TWP |  |  |  |  | 39.7303 | '-75.32899307 |  | NL |  | C |  | P |  |  |  |  | F1
| 68 BUCKEYE RD , WOOLWICH TWP, NJ, 08085-3170 | 08085-3170 | WOOLWICH TWP |  |  |  |  | 39.731 | '-75.32997937 |  | NL |  | C |  | P |  |  |  |  | F1
| 301 LEXINGTON MEWS , WOOLWICH TWP, NJ, 08085-1283 | 08085-1283 | WOOLWICH TWP |  |  |  |  | 39.7396 | '-75.32604988 |  | NL |  | C |  | P |  |  |  |  | F1
| 126 WESLEY DR , WOOLWICH TWP, NJ, 08085-2590 | 08085-2590 | WOOLWICH TWP |  |  |  |  | 39.7368 | '-75.3288178 |  | NL |  | O | NOT LEAD | O | NOT LEAD
| 117 WESLEY DR , WOOLWICH TWP, NJ, 08085-2588 | 08085-2588 | WOOLWICH TWP |  |  |  |  | 39.7364 | '-75.32997706 |  | NL |  | C |  | P |  |  |  |  | F1
| 219 WILSHIRE BLVD , WOOLWICH TWP, NJ, 08085-2582 | 08085-2582 | WOOLWICH TWP |  |  |  |  | 39.738 | '-75.32993238 |  | NL |  | O | NOT LEAD | O | NOT LEAD |  |  |  | RRN
| 1805 LEXINGTON MEWS , WOOLWICH TWP, NJ, 08085-1320 | 08085-1320 | WOOLWICH TWP |  |  |  |  | 39.7411 | '-75.32282802 |  | NL |  | O | NOT LEAD | O | NOT LEAD
| 103 LEXINGTON MEWS , WOOLWICH TWP, NJ, 08085-1281 | 08085-1281 | WOOLWICH TWP |  |  |  |  | 39.7396 | '-75.32481223 |  | NL |  | O | NOT LEAD | O | NOT LEAD
| 132 WESLEY DR , WOOLWICH TWP, NJ, 08085-2590 | 08085-2590 | WOOLWICH TWP |  |  |  |  | 39.737 | '-75.32845778 |  | NL |  | C |  | P |  |  |  |  | F1
| 130 WESLEY DR , WOOLWICH TWP, NJ, 08085-2590 | 08085-2590 | WOOLWICH TWP |  |  |  |  | 39.7369 | '-75.32856838 |  | NL |  | C |  | P |  |  |  |  | F1
| 305 LEXINGTON MEWS , WOOLWICH TWP, NJ, 08085-1283 | 08085-1283 | WOOLWICH TWP |  |  |  |  | 39.7398 | '-75.32523818 |  | NL |  | C |  | P |  |  |  |  | F1
| 1806 LEXINGTON MEWS , WOOLWICH TWP, NJ, 08085-1320 | 08085-1320 | WOOLWICH TWP |  |  |  |  | 39.741 | '-75.3227593 |  | NL |  | O | NOT LEAD | O | NOT LEAD
| 1808 LEXINGTON MEWS , WOOLWICH TWP, NJ, 08085-1320 | 08085-1320 | WOOLWICH TWP |  |  |  |  | 39.7412 | '-75.32250408 |  | NL |  | C |  | P |  |  |  |  | F1
| 217 WILSHIRE BLVD , WOOLWICH TWP, NJ, 08085-2582 | 08085-2582 | WOOLWICH TWP |  |  |  |  | 39.7379 | '-75.33000231 |  | NL |  | O | NOT LEAD | O | NOT LEAD
| 223 WILSHIRE BLVD , WOOLWICH TWP, NJ, 08085-2582 | 08085-2582 | WOOLWICH TWP |  |  |  |  | 39.7382 | '-75.32979362 |  | NL |  | O | NOT LEAD | O | NOT LEAD
| 301 LEXINGTON RD , WOOLWICH TWP, NJ, 08085 | 08085 | WOOLWICH TWP |  |  |  |  | 39.7396 | '-75.32612344 |  | NL |  | O | NOT LEAD | C |  |  |  |  | O, F1 | Institutional Knowledge
| 40 LONGLEAF LN , WOOLWICH TWP, NJ, 08085-3187 | 08085-3187 | WOOLWICH TWP |  |  |  |  | 39.7292 | '-75.32990714 |  | NL |  | O | NOT LEAD | O | NOT LEAD |  |  |  | RRN
| 45 BUCKEYE RD , WOOLWICH TWP, NJ, 08085-3099 | 08085-3099 | WOOLWICH TWP |  |  |  |  | 39.7329 | '-75.33266513 |  | NL |  | O | NOT LEAD | P |  |  |  |  | RRN, F1
| 128 WESLEY DR , WOOLWICH TWP, NJ, 08085-2590 | 08085-2590 | WOOLWICH TWP |  |  |  |  | 39.7368 | '-75.32868843 |  | NL |  | C |  | P |  |  |  |  | F1
| 134 WESLEY DR , WOOLWICH TWP, NJ, 08085-2590 | 08085-2590 | WOOLWICH TWP |  |  |  |  | 39.7374 | '-75.32874748 |  | NL |  | O | NOT LEAD | C |  |  |  |  | F1
| 1801 LEXINGTON MEWS , WOOLWICH TWP, NJ, 08085-1320 | 08085-1320 | WOOLWICH TWP |  |  |  |  | 39.7412 | '-75.32260582 |  | NL |  | O | NOT LEAD | O | NOT LEAD
| 308 LEXINGTON MEWS , WOOLWICH TWP, NJ, 08085-1283 | 08085-1283 | WOOLWICH TWP |  |  |  |  | 39.7397 | '-75.32502563 |  | NL |  | C |  | P |  |  |  |  | F1
| 37 LONGLEAF LN , WOOLWICH TWP, NJ, 08085-3184 | 08085-3184 | WOOLWICH TWP |  |  |  |  | 39.7291 | '-75.33036785 |  | NL |  | C |  | P |  |  |  |  | F1
| 39 LONGLEAF LN , WOOLWICH TWP, NJ, 08085-3184 | 08085-3184 | WOOLWICH TWP |  |  |  |  | 39.7293 | '-75.33032457 |  | NL |  | O | NOT LEAD | O | NOT LEAD |  |  |  | RRN
| 14 WILSHIRE BLVD , WOOLWICH TWP, NJ, 08085-2579 | 08085-2579 | WOOLWICH TWP |  |  |  |  | 39.7348 | '-75.33277053 |  | NL |  | O | NOT LEAD | O | NOT LEAD |  |  |  | RRN
| 1 POND VIEW DR APT L104, WOOLWICH TWP, NJ, 08085-5624 | 08085-5624 | WOOLWICH TWP |  |  |  |  | 39.7416 | '-75.35273276 |  | NL |  | O | NOT LEAD | O | NOT LEAD |  |  |  | F1
| 1 POND VIEW DR APT L305, WOOLWICH TWP, NJ, 08085-5626 | 08085-5626 | WOOLWICH TWP |  |  |  |  | 39.7417 | '-75.35264766 |  | NL |  | O | NOT LEAD | O | NOT LEAD |  |  |  | F1
| 1 POND VIEW DR APT L101, WOOLWICH TWP, NJ, 08085-5624 | 08085-5624 | WOOLWICH TWP |  |  |  |  | 39.7417 | '-75.35266728 |  | NL |  | O | NOT LEAD | O | NOT LEAD
| 1 POND VIEW DR APT L201, WOOLWICH TWP, NJ, 08085-5625 | 08085-5625 | WOOLWICH TWP |  |  |  |  | 39.7417 | '-75.35261527 |  | NL |  | O | NOT LEAD | O | NOT LEAD |  |  |  | F1
| 1 POND VIEW DR APT L202, WOOLWICH TWP, NJ, 08085-5625 | 08085-5625 | WOOLWICH TWP |  |  |  |  | 39.7416 | '-75.35262324 |  | NL |  | O | NOT LEAD | O | NOT LEAD
| 1 POND VIEW DR APT L302, WOOLWICH TWP, NJ, 08085-5626 | 08085-5626 | WOOLWICH TWP |  |  |  |  | 39.7416 | '-75.35255133 |  | NL |  | O | NOT LEAD | O | NOT LEAD |  |  |  | F1
| 1 POND VIEW DR APT L304, WOOLWICH TWP, NJ, 08085-5626 | 08085-5626 | WOOLWICH TWP |  |  |  |  | 39.7416 | '-75.35272981 |  | NL |  | O | NOT LEAD | O | NOT LEAD
| 1 POND VIEW DR APT L204, WOOLWICH TWP, NJ, 08085-5625 | 08085-5625 | WOOLWICH TWP |  |  |  |  | 39.7417 | '-75.35266084 |  | NL |  | O | NOT LEAD | O | NOT LEAD
| 1 POND VIEW DR APT L203, WOOLWICH TWP, NJ, 08085-5625 | 08085-5625 | WOOLWICH TWP |  |  |  |  | 39.7416 | '-75.35266429 |  | NL |  | O | NOT LEAD | O | NOT LEAD |  |  |  | O | Institutional Knowledge
| 1 POND VIEW DR APT L303, WOOLWICH TWP, NJ, 08085-5626 | 08085-5626 | WOOLWICH TWP |  |  |  |  | 39.7417 | '-75.35258218 |  | NL |  | O | NOT LEAD | O | NOT LEAD |  |  |  | F1
| 1 POND VIEW DR APT L102, WOOLWICH TWP, NJ, 08085-5624 | 08085-5624 | WOOLWICH TWP |  |  |  |  | 39.7416 | '-75.35261347 |  | NL |  | O | NOT LEAD | O | NOT LEAD |  |  |  | O | Institutional Knowledge
| 1 POND VIEW DR APT L103, WOOLWICH TWP, NJ, 08085-5624 | 08085-5624 | WOOLWICH TWP |  |  |  |  | 39.7416 | '-75.35261901 |  | NL |  | O | NOT LEAD | O | NOT LEAD |  |  |  | F1
| 1 POND VIEW DR APT L205, WOOLWICH TWP, NJ, 08085-5625 | 08085-5625 | WOOLWICH TWP |  |  |  |  | 39.7417 | '-75.35263697 |  | NL |  | O | NOT LEAD | O | NOT LEAD |  |  |  | F1
| 1 POND VIEW DR APT L206, WOOLWICH TWP, NJ, 08085-5625 | 08085-5625 | WOOLWICH TWP |  |  |  |  | 39.7417 | '-75.35259871 |  | NL |  | O | NOT LEAD | O | NOT LEAD
| 1 POND VIEW DR APT L306, WOOLWICH TWP, NJ, 08085-5626 | 08085-5626 | WOOLWICH TWP |  |  |  |  | 39.7416 | '-75.35266429 |  | NL |  | P |  | P |  |  |  |  | F1
| 1 POND VIEW DR APT L308, WOOLWICH TWP, NJ, 08085-5626 | 08085-5626 | WOOLWICH TWP |  |  |  |  | 39.7417 | '-75.35251687 |  | NL |  | O | NOT LEAD | O | NOT LEAD |  |  |  | F1
| 1 POND VIEW DR APT L208, WOOLWICH TWP, NJ, 08085-5625 | 08085-5625 | WOOLWICH TWP |  |  |  |  | 39.7416 | '-75.35266953 |  | NL |  | O | NOT LEAD | O | NOT LEAD |  |  |  | F1
| 1 POND VIEW DR APT L207, WOOLWICH TWP, NJ, 08085-5625 | 08085-5625 | WOOLWICH TWP |  |  |  |  | 39.7416 | '-75.35255565 |  | NL |  | O | NOT LEAD | O | NOT LEAD |  |  |  | F1
| 1 POND VIEW DR APT L307, WOOLWICH TWP, NJ, 08085-5626 | 08085-5626 | WOOLWICH TWP |  |  |  |  | 39.7417 | '-75.35262036 |  | NL |  | O | NOT LEAD | O | NOT LEAD
| 1 PONDVIEW DR UNIT BIB L, WOOLWICH TWP, NJ, 08085 | 08085 | WOOLWICH TWP |  |  |  |  | 39.7417 | '-75.35268112 |  | NL |  | O | NOT LEAD | O | NOT LEAD
| 1 PONDVIEW DR BLDG K, WOOLWICH TWP, NJ, 08085 | 08085 | WOOLWICH TWP |  |  |  |  | 39.7416 | '-75.35258365 |  | NL |  | O | NOT LEAD | P |  |  |  |  | O, F1 | Institutional Knowledge
| 1 POND VIEW DR APT K101, WOOLWICH TWP, NJ, 08085-5621 | 08085-5621 | WOOLWICH TWP |  |  |  |  | 39.7417 | '-75.35260731 |  | NL |  | P |  | P |  |  |  |  | F1
| 1 POND VIEW DR APT K205, WOOLWICH TWP, NJ, 08085-5622 | 08085-5622 | WOOLWICH TWP |  |  |  |  | 39.7416 | '-75.35272032 |  | NL |  | O | NOT LEAD | O | NOT LEAD |  |  |  | F1
| 1 POND VIEW DR APT K304, WOOLWICH TWP, NJ, 08085-5623 | 08085-5623 | WOOLWICH TWP |  |  |  |  | 39.7416 | '-75.3526592 |  | NL |  | O | NOT LEAD | O | NOT LEAD
| 1 POND VIEW DR APT K102, WOOLWICH TWP, NJ, 08085-5621 | 08085-5621 | WOOLWICH TWP |  |  |  |  | 39.7416 | '-75.35266429 |  | NL |  | O | NOT LEAD | O | NOT LEAD |  |  |  | F1
| 1 POND VIEW DR APT K204, WOOLWICH TWP, NJ, 08085-5622 | 08085-5622 | WOOLWICH TWP |  |  |  |  | 39.7417 | '-75.35273228 |  | NL |  | O | NOT LEAD | O | NOT LEAD |  |  |  | F1
| 1 POND VIEW DR APT K203, WOOLWICH TWP, NJ, 08085-5622 | 08085-5622 | WOOLWICH TWP |  |  |  |  | 39.7416 | '-75.35257372 |  | NL |  | O | NOT LEAD | P |  |  |  |  | F1
| 1 POND VIEW DR APT K303, WOOLWICH TWP, NJ, 08085-5623 | 08085-5623 | WOOLWICH TWP |  |  |  |  | 39.7416 | '-75.35266429 |  | NL |  | O | NOT LEAD | O | NOT LEAD |  |  |  | F1
| 1 POND VIEW DR APT K202, WOOLWICH TWP, NJ, 08085-5622 | 08085-5622 | WOOLWICH TWP |  |  |  |  | 39.7417 | '-75.35262345 |  | NL |  | P |  | P |  |  |  |  | F1
| 1 POND VIEW DR APT K201, WOOLWICH TWP, NJ, 08085-5622 | 08085-5622 | WOOLWICH TWP |  |  |  |  | 39.7416 | '-75.35252348 |  | NL |  | O | NOT LEAD | P |  |  |  |  | O, F1 | Institutional Knowledge
| 1 POND VIEW DR APT K302, WOOLWICH TWP, NJ, 08085-5623 | 08085-5623 | WOOLWICH TWP |  |  |  |  | 39.7416 | '-75.3526028 |  | NL |  | O | NOT LEAD | O | NOT LEAD
| 1 POND VIEW DR APT K301, WOOLWICH TWP, NJ, 08085-5623 | 08085-5623 | WOOLWICH TWP |  |  |  |  | 39.7416 | '-75.35266429 |  | NL |  | O | NOT LEAD | O | NOT LEAD |  |  |  | F1
| 1 POND VIEW DR APT K103, WOOLWICH TWP, NJ, 08085-5621 | 08085-5621 | WOOLWICH TWP |  |  |  |  | 39.7416 | '-75.35251176 |  | NL |  | O | NOT LEAD | O | NOT LEAD
| 1 POND VIEW DR APT K306, WOOLWICH TWP, NJ, 08085-5623 | 08085-5623 | WOOLWICH TWP |  |  |  |  | 39.7417 | '-75.35269056 |  | NL |  | O | NOT LEAD | O | NOT LEAD |  |  |  | F1
| 1 POND VIEW DR APT K305, WOOLWICH TWP, NJ, 08085-5623 | 08085-5623 | WOOLWICH TWP |  |  |  |  | 39.7416 | '-75.35249345 |  | NL |  | O | NOT LEAD | P |  |  |  |  | F1
| 1 POND VIEW DR APT K206, WOOLWICH TWP, NJ, 08085-5622 | 08085-5622 | WOOLWICH TWP |  |  |  |  | 39.7416 | '-75.35261054 |  | NL |  | O | NOT LEAD | O | NOT LEAD |  |  |  | F1
| 69 LONGLEAF LN , WOOLWICH TWP, NJ, 08085-3185 | 08085-3185 | WOOLWICH TWP |  |  |  |  | 39.73 | '-75.32766378 |  | NL |  | O | NOT LEAD | P |  |  |  |  | RRN, F1
| 71 BUCKEYE RD , WOOLWICH TWP, NJ, 08085-3141 | 08085-3141 | WOOLWICH TWP |  |  |  |  | 39.7323 | '-75.33013372 |  | NL |  | C |  | P |  |  |  |  | F1
| 304 LEXINGTON MEWS , WOOLWICH TWP, NJ, 08085-1283 | 08085-1283 | WOOLWICH TWP |  |  |  |  | 39.7399 | '-75.32529961 |  | NL |  | C |  | P |  |  |  |  | F1
| 43 LONGLEAF LN , WOOLWICH TWP, NJ, 08085-3184 | 08085-3184 | WOOLWICH TWP |  |  |  |  | 39.7296 | '-75.33002509 |  | NL |  | C |  | P |  |  |  |  | F1
| 1 POND VIEW DR APT M308, WOOLWICH TWP, NJ, 08085-5629 | 08085-5629 | WOOLWICH TWP |  |  |  |  | 39.7417 | '-75.35270009 |  | NL |  | O | NOT LEAD | O | NOT LEAD |  |  |  | F1
| 1 POND VIEW DR APT M307, WOOLWICH TWP, NJ, 08085-5629 | 08085-5629 | WOOLWICH TWP |  |  |  |  | 39.7417 | '-75.35274968 |  | NL |  | O | NOT LEAD | O | NOT LEAD |  |  |  | F1
| 1 POND VIEW DR APT M306, WOOLWICH TWP, NJ, 08085-5629 | 08085-5629 | WOOLWICH TWP |  |  |  |  | 39.7416 | '-75.35266429 |  | NL |  | O | NOT LEAD | O | NOT LEAD |  |  |  | F1
| 1 POND VIEW DR APT M301, WOOLWICH TWP, NJ, 08085-5629 | 08085-5629 | WOOLWICH TWP |  |  |  |  | 39.7417 | '-75.35266623 |  | NL |  | O | NOT LEAD | O | NOT LEAD |  |  |  | F1
| 1 POND VIEW DR APT M201, WOOLWICH TWP, NJ, 08085-5628 | 08085-5628 | WOOLWICH TWP |  |  |  |  | 39.7416 | '-75.35266429 |  | NL |  | O | NOT LEAD | O | NOT LEAD |  |  |  | F1
| 1 POND VIEW DR APT M202, WOOLWICH TWP, NJ, 08085-5628 | 08085-5628 | WOOLWICH TWP |  |  |  |  | 39.7416 | '-75.35266429 |  | NL |  | O | NOT LEAD | O | NOT LEAD |  |  |  | F1
| 1 POND VIEW DR APT M208, WOOLWICH TWP, NJ, 08085-5628 | 08085-5628 | WOOLWICH TWP |  |  |  |  | 39.7417 | '-75.35264407 |  | NL |  | O | NOT LEAD | O | NOT LEAD |  |  |  | O | Institutional Knowledge
| 1 POND VIEW DR APT M207, WOOLWICH TWP, NJ, 08085-5628 | 08085-5628 | WOOLWICH TWP |  |  |  |  | 39.7416 | '-75.352678 |  | NL |  | O | NOT LEAD | P |  |  |  |  | F1
| 1 POND VIEW DR APT M104, WOOLWICH TWP, NJ, 08085-5627 | 08085-5627 | WOOLWICH TWP |  |  |  |  | 39.7417 | '-75.35262408 |  | NL |  | O | NOT LEAD | O | NOT LEAD |  |  |  | F1
| 1 POND VIEW DR APT M302, WOOLWICH TWP, NJ, 08085-5629 | 08085-5629 | WOOLWICH TWP |  |  |  |  | 39.7416 | '-75.35268181 |  | NL |  | O | NOT LEAD | O | NOT LEAD |  |  |  | O | Institutional Knowledge
| 1 POND VIEW DR APT M102, WOOLWICH TWP, NJ, 08085-5627 | 08085-5627 | WOOLWICH TWP |  |  |  |  | 39.7415 | '-75.35266778 |  | NL |  | O | NOT LEAD | O | NOT LEAD |  |  |  | F1
| 1 POND VIEW DR APT M304, WOOLWICH TWP, NJ, 08085-5629 | 08085-5629 | WOOLWICH TWP |  |  |  |  | 39.7416 | '-75.35267282 |  | NL |  | O | NOT LEAD | O | NOT LEAD |  |  |  | F1
| 1 POND VIEW DR APT M204, WOOLWICH TWP, NJ, 08085-5628 | 08085-5628 | WOOLWICH TWP |  |  |  |  | 39.7416 | '-75.35263068 |  | NL |  | O | NOT LEAD | O | NOT LEAD
| 1 POND VIEW DR APT M303, WOOLWICH TWP, NJ, 08085-5629 | 08085-5629 | WOOLWICH TWP |  |  |  |  | 39.7416 | '-75.3526213 |  | NL |  | O | NOT LEAD | O | NOT LEAD |  |  |  | F1
| 1 POND VIEW DR APT M103, WOOLWICH TWP, NJ, 08085-5627 | 08085-5627 | WOOLWICH TWP |  |  |  |  | 39.7417 | '-75.35260472 |  | NL |  | O | NOT LEAD | P |  |  |  |  | F1
| 1 POND VIEW DR APT M205, WOOLWICH TWP, NJ, 08085-5628 | 08085-5628 | WOOLWICH TWP |  |  |  |  | 39.7416 | '-75.35253662 |  | NL |  | O | NOT LEAD | O | NOT LEAD |  |  |  | F1
| 1 POND VIEW DR APT M206, WOOLWICH TWP, NJ, 08085-5628 | 08085-5628 | WOOLWICH TWP |  |  |  |  | 39.7416 | '-75.35255793 |  | NL |  | O | NOT LEAD | O | NOT LEAD |  |  |  | O | Institutional Knowledge
| 1 POND VIEW DR APT M305, WOOLWICH TWP, NJ, 08085-5629 | 08085-5629 | WOOLWICH TWP |  |  |  |  | 39.7416 | '-75.35261553 |  | NL |  | O | NOT LEAD | O | NOT LEAD |  |  |  | F1
| 1 POND VIEW DR APT M203, WOOLWICH TWP, NJ, 08085-5628 | 08085-5628 | WOOLWICH TWP |  |  |  |  | 39.7417 | '-75.35268329 |  | NL |  | O | NOT LEAD | O | NOT LEAD
| 1 PONDVIEW DR UNIT M, WOOLWICH TWP, NJ, 08085 | 08085 | WOOLWICH TWP |  |  |  |  | 39.7416 | '-75.35268108 |  | NL |  | O | NOT LEAD | O | NOT LEAD
| 120 CENTER SQUARE RD STORE 104, WOOLWICH TWP, NJ, 08085 | 08085 | WOOLWICH TWP |  |  |  |  | 39.7383 | '-75.32827484 |  | NL |  | C |  | O | NOT LEAD |  |  |  | F1, RRN
| 61 LONGLEAF LN , WOOLWICH TWP, NJ, 08085-3185 | 08085-3185 | WOOLWICH TWP |  |  |  |  | 39.7304 | '-75.32836747 |  | NL |  | C |  | P |  |  |  |  | F1
| 306 LEXINGTON MEWS , WOOLWICH TWP, NJ, 08085-1283 | 08085-1283 | WOOLWICH TWP |  |  |  |  | 39.7398 | '-75.3251843 |  | NL |  | C |  | P |  |  |  |  | F1
| 101 LEXINGTON RD , WOOLWICH TWP, NJ, 08085 | 08085 | WOOLWICH TWP |  |  |  |  | 39.7392 | '-75.32656481 |  | NL |  | C |  | C |  |  |  |  | F1
| 307 LEXINGTON MEWS , WOOLWICH TWP, NJ, 08085-1283 | 08085-1283 | WOOLWICH TWP |  |  |  |  | 39.7397 | '-75.32512409 |  | NL |  | C |  | P |  |  |  |  | F1
| 67 BUCKEYE RD , WOOLWICH TWP, NJ, 08085-3099 | 08085-3099 | WOOLWICH TWP |  |  |  |  | 39.7327 | '-75.33055683 |  | NL |  | C |  | P |  |  |  |  | F1
| 73 BUCKEYE RD , WOOLWICH TWP, NJ, 08085-3141 | 08085-3141 | WOOLWICH TWP |  |  |  |  | 39.7322 | '-75.32994606 |  | NL |  | O | NOT LEAD | O | NOT LEAD |  |  |  | RRN
| 50 BUCKEYE RD , WOOLWICH TWP, NJ, 08085-3169 | 08085-3169 | WOOLWICH TWP |  |  |  |  | 39.7323 | '-75.33055544 |  | NL |  | C |  | P |  |  |  |  | F1
| 52 LONGLEAF LN , WOOLWICH TWP, NJ, 08085-3187 | 08085-3187 | WOOLWICH TWP |  |  |  |  | 39.7298 | '-75.32885414 |  | NL |  | O | NOT LEAD | O | NOT LEAD
| 302 LEXINGTON MEWS CONDO , WOOLWICH TWP, NJ, 08085 | 08085 | WOOLWICH TWP |  |  |  |  | 39.7399 | '-75.32513233 |  | NL |  | O | NOT LEAD | O | NOT LEAD
| 504 LEXINGTON MEWS , WOOLWICH TWP, NJ, 08085-1285 | 08085-1285 | WOOLWICH TWP |  |  |  |  | 39.7401 | '-75.3255441 |  | NL |  | P |  | P |  |  |  |  | F1
| 52 BUCKEYE RD , WOOLWICH TWP, NJ, 08085-3169 | 08085-3169 | WOOLWICH TWP |  |  |  |  | 39.7322 | '-75.3304214 |  | NL |  | O | NOT LEAD | O | NOT LEAD
| 54 BUCKEYE RD , WOOLWICH TWP, NJ, 08085-3169 | 08085-3169 | WOOLWICH TWP |  |  |  |  | 39.732 | '-75.33028154 |  | NL |  | O | NOT LEAD | O | NOT LEAD
| 502 LEXINGTON MEWS , WOOLWICH TWP, NJ, 08085-1285 | 08085-1285 | WOOLWICH TWP |  |  |  |  | 39.7401 | '-75.32539662 |  | NL |  | C |  | P |  |  |  |  | F1
| 99 CENTER SQUARE RD , WOOLWICH TWP, NJ, 08085-3097 | 08085-3097 | WOOLWICH TWP |  |  |  |  | 39.7381 | '-75.32471401 |  | NL |  | C |  | O | NOT LEAD |  |  |  | F1, O | Institutional Knowledge
| 503 LEXINGTON MEWS , WOOLWICH TWP, NJ, 08085-1285 | 08085-1285 | WOOLWICH TWP |  |  |  |  | 39.7401 | '-75.32544502 |  | NL |  | C |  | P |  |  |  |  | F1
| 508 LEXINGTON MEWS , WOOLWICH TWP, NJ, 08085-1285 | 08085-1285 | WOOLWICH TWP |  |  |  |  | 39.74 | '-75.32529485 |  | NL |  | C |  | P |  |  |  |  | F1
| 200 BANTRY ST , WOOLWICH TWP, NJ, 08085-3190 | 08085-3190 | WOOLWICH TWP |  |  |  |  | 39.7317 | '-75.32612654 |  | NL |  | C |  | P |  |  |  |  | F1
| 208 BANTRY ST , WOOLWICH TWP, NJ, 08085-3190 | 08085-3190 | WOOLWICH TWP |  |  |  |  | 39.7318 | '-75.32581891 |  | NL |  | P |  | P |  |  |  |  | F1
| 202 BANTRY ST , WOOLWICH TWP, NJ, 08085-3190 | 08085-3190 | WOOLWICH TWP |  |  |  |  | 39.7317 | '-75.32603788 |  | NL |  | O | NOT LEAD | O | NOT LEAD
| 204 BANTRY ST , WOOLWICH TWP, NJ, 08085-3190 | 08085-3190 | WOOLWICH TWP |  |  |  |  | 39.7317 | '-75.32599227 |  | NL |  | O | NOT LEAD | O | NOT LEAD
| 211 BANTRY ST , WOOLWICH TWP, NJ, 08085-3191 | 08085-3191 | WOOLWICH TWP |  |  |  |  | 39.7321 | '-75.32591345 |  | NL |  | C |  | P |  |  |  |  | F1
| 215 BANTRY ST , WOOLWICH TWP, NJ, 08085-3191 | 08085-3191 | WOOLWICH TWP |  |  |  |  | 39.7322 | '-75.32578085 |  | NL |  | O | NOT LEAD | O | NOT LEAD
| 213 BANTRY ST , WOOLWICH TWP, NJ, 08085-3191 | 08085-3191 | WOOLWICH TWP |  |  |  |  | 39.7321 | '-75.3258633 |  | NL |  | C |  | P |  |  |  |  | F1
| 67 LONGLEAF LN , WOOLWICH TWP, NJ, 08085-3185 | 08085-3185 | WOOLWICH TWP |  |  |  |  | 39.7301 | '-75.32780956 |  | NL |  | C |  | P |  |  |  |  | F1
| 63 LONGLEAF LN , WOOLWICH TWP, NJ, 08085-3185 | 08085-3185 | WOOLWICH TWP |  |  |  |  | 39.7304 | '-75.32811295 |  | NL |  | C |  | P |  |  |  |  | F1
| 42 LONGLEAF LN , WOOLWICH TWP, NJ, 08085-3187 | 08085-3187 | WOOLWICH TWP |  |  |  |  | 39.7293 | '-75.32968587 |  | NL |  | O | NOT LEAD | O | NOT LEAD
| 209 KINSALE LN , WOOLWICH TWP, NJ, 08085-3192 | 08085-3192 | WOOLWICH TWP |  |  |  |  | 39.7315 | '-75.32635942 |  | NL |  | O | NOT LEAD | O | NOT LEAD
| 207 KINSALE LN , WOOLWICH TWP, NJ, 08085-3192 | 08085-3192 | WOOLWICH TWP |  |  |  |  | 39.7314 | '-75.32628528 |  | NL |  | O | NOT LEAD | O | NOT LEAD
| 219 BANTRY ST , WOOLWICH TWP, NJ, 08085-3191 | 08085-3191 | WOOLWICH TWP |  |  |  |  | 39.7322 | '-75.32556306 |  | NL |  | C |  | P |  |  |  |  | F1
| 221 BANTRY ST , WOOLWICH TWP, NJ, 08085-3191 | 08085-3191 | WOOLWICH TWP |  |  |  |  | 39.7322 | '-75.32543692 |  | NL |  | O | NOT LEAD | O | NOT LEAD |  |  |  | RRN
| 217 BANTRY ST , WOOLWICH TWP, NJ, 08085-3191 | 08085-3191 | WOOLWICH TWP |  |  |  |  | 39.7322 | '-75.325639 |  | NL |  | C |  | P |  |  |  |  | F1
| 406 LEXINGTON MEWS , WOOLWICH TWP, NJ, 08085-1284 | 08085-1284 | WOOLWICH TWP |  |  |  |  | 39.7402 | '-75.32466438 |  | NL |  | O | NOT LEAD | O | NOT LEAD
| 408 LEXINGTON MEWS , WOOLWICH TWP, NJ, 08085-1284 | 08085-1284 | WOOLWICH TWP |  |  |  |  | 39.7404 | '-75.32497154 |  | NL |  | C |  | P |  |  |  |  | F1
| 506 LEXINGTON MEWS , WOOLWICH TWP, NJ, 08085-1285 | 08085-1285 | WOOLWICH TWP |  |  |  |  | 39.74 | '-75.32543846 |  | NL |  | C |  | P |  |  |  |  | F1
| 209 BANTRY ST , WOOLWICH TWP, NJ, 08085-3191 | 08085-3191 | WOOLWICH TWP |  |  |  |  | 39.732 | '-75.32602487 |  | NL |  | O | NOT LEAD | O | NOT LEAD
| 44 LONGLEAF LN , WOOLWICH TWP, NJ, 08085-3187 | 08085-3187 | WOOLWICH TWP |  |  |  |  | 39.7294 | '-75.32952195 |  | NL |  | C |  | P |  |  |  |  | F1
| 120 CENTER SQUARE RD STE 204, WOOLWICH TWP, NJ, 08085-1864 | 08085-1864 | WOOLWICH TWP |  |  |  |  | 39.7376 | '-75.32821646 |  | NL |  | C |  | C |  |  |  |  | F1
| 54 LONGLEAF LN , WOOLWICH TWP, NJ, 08085-3187 | 08085-3187 | WOOLWICH TWP |  |  |  |  | 39.73 | '-75.32868865 |  | NL |  | C |  | P |  |  |  |  | F1
| 53 LONGLEAF LN , WOOLWICH TWP, NJ, 08085-3185 | 08085-3185 | WOOLWICH TWP |  |  |  |  | 39.7301 | '-75.32916312 |  | NL |  | O | NOT LEAD | O | NOT LEAD
| 203 BANTRY ST , WOOLWICH TWP, NJ, 08085-3191 | 08085-3191 | WOOLWICH TWP |  |  |  |  | 39.7319 | '-75.32625207 |  | NL |  | C |  | P |  |  |  |  | F1
| 56 LONGLEAF LN , WOOLWICH TWP, NJ, 08085-3187 | 08085-3187 | WOOLWICH TWP |  |  |  |  | 39.7301 | '-75.32851563 |  | NL |  | C |  | P |  |  |  |  | F1
| 201 KINSALE LN , WOOLWICH TWP, NJ, 08085-3192 | 08085-3192 | WOOLWICH TWP |  |  |  |  | 39.7313 | '-75.32612825 |  | NL |  | O | NOT LEAD | O | NOT LEAD |  |  |  | RRN
| 205 KINSALE LN , WOOLWICH TWP, NJ, 08085-3192 | 08085-3192 | WOOLWICH TWP |  |  |  |  | 39.7314 | '-75.3262383 |  | NL |  | C |  | P |  |  |  |  | F1
| 203 KINSALE LN , WOOLWICH TWP, NJ, 08085-3192 | 08085-3192 | WOOLWICH TWP |  |  |  |  | 39.7313 | '-75.32618304 |  | NL |  | C |  | P |  |  |  |  | F1
| 407 LEXINGTON MEWS , WOOLWICH TWP, NJ, 08085-1284 | 08085-1284 | WOOLWICH TWP |  |  |  |  | 39.7404 | '-75.32488978 |  | NL |  | O | NOT LEAD | O | NOT LEAD
| 1807 LEXINGTON MEWS , WOOLWICH TWP, NJ, 08085-1320 | 08085-1320 | WOOLWICH TWP |  |  |  |  | 39.7412 | '-75.32244769 |  | NL |  | C |  | P |  |  |  |  | F1
| 29 LONGLEAF LN , WOOLWICH TWP, NJ, 08085-3184 | 08085-3184 | WOOLWICH TWP |  |  |  |  | 39.7284 | '-75.32983866 |  | NL |  | C |  | P |  |  |  |  | F1
| 14 COTTONWOOD RD , WOOLWICH TWP, NJ, 08085-3182 | 08085-3182 | WOOLWICH TWP |  |  |  |  | 39.7291 | '-75.32822173 |  | NL |  | O | NOT LEAD | O | NOT LEAD |  |  |  | RRN
| 3 COTTONWOOD RD , WOOLWICH TWP, NJ, 08085-3183 | 08085-3183 | WOOLWICH TWP |  |  |  |  | 39.7289 | '-75.32938128 |  | NL |  | C |  | P |  |  |  |  | F1
| 65 LONGLEAF LN , WOOLWICH TWP, NJ, 08085-3185 | 08085-3185 | WOOLWICH TWP |  |  |  |  | 39.7303 | '-75.32793819 |  | NL |  | O | NOT LEAD | O | NOT LEAD
| 201 BANTRY ST , WOOLWICH TWP, NJ, 08085-3191 | 08085-3191 | WOOLWICH TWP |  |  |  |  | 39.7318 | '-75.32631795 |  | NL |  | C |  | P |  |  |  |  | F1
| 207 BANTRY ST , WOOLWICH TWP, NJ, 08085-3191 | 08085-3191 | WOOLWICH TWP |  |  |  |  | 39.732 | '-75.32614823 |  | NL |  | C |  | P |  |  |  |  | F1
| 206 BANTRY ST , WOOLWICH TWP, NJ, 08085-3190 | 08085-3190 | WOOLWICH TWP |  |  |  |  | 39.7318 | '-75.32594733 |  | NL |  | O | NOT LEAD | O | NOT LEAD |  |  |  | RRN
| 205 BANTRY ST , WOOLWICH TWP, NJ, 08085-3191 | 08085-3191 | WOOLWICH TWP |  |  |  |  | 39.7319 | '-75.3262045 |  | NL |  | C |  | P |  |  |  |  | F1
| 1803 LEXINGTON MEWS , WOOLWICH TWP, NJ, 08085-1320 | 08085-1320 | WOOLWICH TWP |  |  |  |  | 39.7411 | '-75.32255045 |  | NL |  | C |  | P |  |  |  |  | F1
| 45 LONGLEAF LN , WOOLWICH TWP, NJ, 08085-3184 | 08085-3184 | WOOLWICH TWP |  |  |  |  | 39.7297 | '-75.32988629 |  | NL |  | C |  | P |  |  |  |  | F1
| 1802 LEXINGTON MEWS , WOOLWICH TWP, NJ, 08085-1320 | 08085-1320 | WOOLWICH TWP |  |  |  |  | 39.7411 | '-75.32273005 |  | NL |  | C |  | P |  |  |  |  | F1
| 403 LEXINGTON MEWS , WOOLWICH TWP, NJ, 08085-1284 | 08085-1284 | WOOLWICH TWP |  |  |  |  | 39.7404 | '-75.3248117 |  | NL |  | C |  | P |  |  |  |  | F1
| 1804 LEXINGTON MEWS , WOOLWICH TWP, NJ, 08085-1320 | 08085-1320 | WOOLWICH TWP |  |  |  |  | 39.7411 | '-75.32266425 |  | NL |  | C |  | P |  |  |  |  | F1
| 501 LEXINGTON MEWS , WOOLWICH TWP, NJ, 08085-1285 | 08085-1285 | WOOLWICH TWP |  |  |  |  | 39.74 | '-75.32534076 |  | NL |  | O | NOT LEAD | O | NOT LEAD |  |  |  | RRN
| 16 COTTONWOOD RD , WOOLWICH TWP, NJ, 08085-3182 | 08085-3182 | WOOLWICH TWP |  |  |  |  | 39.7292 | '-75.32806029 |  | NL |  | O | NOT LEAD | O | NOT LEAD
| 31 LONGLEAF LN , WOOLWICH TWP, NJ, 08085-3184 | 08085-3184 | WOOLWICH TWP |  |  |  |  | 39.7285 | '-75.3299686 |  | NL |  | O | NOT LEAD | O | NOT LEAD
| 155 BANTRY ST , WOOLWICH TWP, NJ, 08085-3189 | 08085-3189 | WOOLWICH TWP |  |  |  |  | 39.731 | '-75.3271537 |  | NL |  | O | NOT LEAD | O | NOT LEAD
| 507 LEXINGTON MEWS , WOOLWICH TWP, NJ, 08085-1285 | 08085-1285 | WOOLWICH TWP |  |  |  |  | 39.7399 | '-75.32539937 |  | NL |  | C |  | P |  |  |  |  | F1
| 157 BANTRY ST , WOOLWICH TWP, NJ, 08085-3189 | 08085-3189 | WOOLWICH TWP |  |  |  |  | 39.731 | '-75.32714959 |  | NL |  | C |  | P |  |  |  |  | F1
| 161 BANTRY ST , WOOLWICH TWP, NJ, 08085-3189 | 08085-3189 | WOOLWICH TWP |  |  |  |  | 39.7312 | '-75.32715864 |  | NL |  | O | NOT LEAD | O | NOT LEAD
| 159 BANTRY ST , WOOLWICH TWP, NJ, 08085-3189 | 08085-3189 | WOOLWICH TWP |  |  |  |  | 39.7311 | '-75.32715905 |  | NL |  | C |  | P |  |  |  |  | F1
| 606 LEXINGTON MEWS , WOOLWICH TWP, NJ, 08085-1287 | 08085-1287 | WOOLWICH TWP |  |  |  |  | 39.7405 | '-75.32601333 |  | NL |  | O | NOT LEAD | P |  |  |  |  | RRN, F1
| 608 LEXINGTON MEWS , WOOLWICH TWP, NJ, 08085-1287 | 08085-1287 | WOOLWICH TWP |  |  |  |  | 39.7404 | '-75.32587958 |  | NL |  | C |  | P |  |  |  |  | F1
| 607 LEXINGTON MEWS , WOOLWICH TWP, NJ, 08085-1287 | 08085-1287 | WOOLWICH TWP |  |  |  |  | 39.7405 | '-75.3259334 |  | NL |  | C |  | P |  |  |  |  | F1
| 404 LEXINGTON MEWS , WOOLWICH TWP, NJ, 08085-1284 | 08085-1284 | WOOLWICH TWP |  |  |  |  | 39.7403 | '-75.32472271 |  | NL |  | P |  | P |  |  |  |  | F1
| 602 LEXINGTON MEWS , WOOLWICH TWP, NJ, 08085-1287 | 08085-1287 | WOOLWICH TWP |  |  |  |  | 39.7404 | '-75.32575637 |  | NL |  | O | NOT LEAD | O | NOT LEAD
| 33 LONGLEAF LN , WOOLWICH TWP, NJ, 08085-3184 | 08085-3184 | WOOLWICH TWP |  |  |  |  | 39.7287 | '-75.33009064 |  | NL |  | O | NOT LEAD | P |  |  |  |  | F1
| 4 COTTONWOOD RD , WOOLWICH TWP, NJ, 08085-3182 | 08085-3182 | WOOLWICH TWP |  |  |  |  | 39.7286 | '-75.32904392 |  | NL |  | C |  | P |  |  |  |  | F1
| 20 COTTONWOOD RD , WOOLWICH TWP, NJ, 08085-3182 | 08085-3182 | WOOLWICH TWP |  |  |  |  | 39.7295 | '-75.32772721 |  | NL |  | C |  | P |  |  |  |  | F1
| 10 COTTONWOOD RD , WOOLWICH TWP, NJ, 08085-3182 | 08085-3182 | WOOLWICH TWP |  |  |  |  | 39.7289 | '-75.32859052 |  | NL |  | C |  | P |  |  |  |  | F1
| 2 COTTONWOOD RD , WOOLWICH TWP, NJ, 08085-3182 | 08085-3182 | WOOLWICH TWP |  |  |  |  | 39.7285 | '-75.32925729 |  | NL |  | C |  | P |  |  |  |  | F1
| 17 COTTONWOOD RD , WOOLWICH TWP, NJ, 08085-3183 | 08085-3183 | WOOLWICH TWP |  |  |  |  | 39.7296 | '-75.32825138 |  | NL |  | O | NOT LEAD | O | NOT LEAD
| 12 COTTONWOOD RD , WOOLWICH TWP, NJ, 08085-3182 | 08085-3182 | WOOLWICH TWP |  |  |  |  | 39.729 | '-75.32845966 |  | NL |  | C |  | C |  |  |  |  | F1
| 605 LEXINGTON MEWS , WOOLWICH TWP, NJ, 08085-1287 | 08085-1287 | WOOLWICH TWP |  |  |  |  | 39.7406 | '-75.32590584 |  | NL |  | O | NOT LEAD | O | NOT LEAD
| 41 LONGLEAF LN , WOOLWICH TWP, NJ, 08085-3184 | 08085-3184 | WOOLWICH TWP |  |  |  |  | 39.7295 | '-75.3302127 |  | NL |  | O | NOT LEAD | O | NOT LEAD
| 46 LONGLEAF LN , WOOLWICH TWP, NJ, 08085-3187 | 08085-3187 | WOOLWICH TWP |  |  |  |  | 39.7295 | '-75.32937828 |  | NL |  | O | NOT LEAD | O | NOT LEAD
| 73 LONGLEAF LN , WOOLWICH TWP, NJ, 08085-3186 | 08085-3186 | WOOLWICH TWP |  |  |  |  | 39.7296 | '-75.3272145 |  | NL |  | O | NOT LEAD | O | NOT LEAD |  |  |  | RRN
| 225 HIGH HILL RD , WOOLWICH TWP, NJ, 08085-1779 | 08085-1779 | WOOLWICH TWP |  |  |  |  | 39.7478 | '-75.32761877 |  | NL |  | C |  | C |  |  |  |  | F1
| 2002 LEXINGTON MEWS , WOOLWICH TWP, NJ, 08085-1347 | 08085-1347 | WOOLWICH TWP |  |  |  |  | 39.741 | '-75.32227385 |  | NL |  | O | NOT LEAD | O | NOT LEAD
| 2001 LEXINGTON MEWS , WOOLWICH TWP, NJ, 08085-1347 | 08085-1347 | WOOLWICH TWP |  |  |  |  | 39.741 | '-75.32238154 |  | NL |  | C |  | P |  |  |  |  | F1
| 329 KESWICK DR , WOOLWICH TWP, NJ, 08085-2541 | 08085-2541 | WOOLWICH TWP |  |  |  |  | 39.7414 | '-75.3559949 |  | NL |  | O | NOT LEAD | O | NOT LEAD |  |  |  | RRN
| 405 LEXINGTON MEWS , WOOLWICH TWP, NJ, 08085-1284 | 08085-1284 | WOOLWICH TWP |  |  |  |  | 39.7402 | '-75.32477125 |  | NL |  | C |  | P |  |  |  |  | F1
| 140 BANTRY ST , WOOLWICH TWP, NJ, 08085-3188 | 08085-3188 | WOOLWICH TWP |  |  |  |  | 39.7307 | '-75.32656838 |  | NL |  | C |  | P |  |  |  |  | F1
| 142 BANTRY ST , WOOLWICH TWP, NJ, 08085-3188 | 08085-3188 | WOOLWICH TWP |  |  |  |  | 39.7308 | '-75.32666303 |  | NL |  | O | NOT LEAD | O | NOT LEAD |  |  |  | RRN
| 144 BANTRY ST , WOOLWICH TWP, NJ, 08085-3188 | 08085-3188 | WOOLWICH TWP |  |  |  |  | 39.7308 | '-75.32667955 |  | NL |  | C |  | P |  |  |  |  | F1
| 146 BANTRY ST , WOOLWICH TWP, NJ, 08085-3188 | 08085-3188 | WOOLWICH TWP |  |  |  |  | 39.7309 | '-75.32675863 |  | NL |  | O | NOT LEAD | O | NOT LEAD
| 148 BANTRY ST , WOOLWICH TWP, NJ, 08085-3188 | 08085-3188 | WOOLWICH TWP |  |  |  |  | 39.7309 | '-75.32677429 |  | NL |  | C |  | P |  |  |  |  | F1
| 150 BANTRY ST , WOOLWICH TWP, NJ, 08085-3188 | 08085-3188 | WOOLWICH TWP |  |  |  |  | 39.731 | '-75.32686555 |  | NL |  | C |  | P |  |  |  |  | F1
| 402 LEXINGTON MEWS , WOOLWICH TWP, NJ, 08085-1284 | 08085-1284 | WOOLWICH TWP |  |  |  |  | 39.7402 | '-75.32487478 |  | NL |  | C |  | P |  |  |  |  | F1
| 702 LEXINGTON MEWS , WOOLWICH TWP, NJ, 08085-1288 | 08085-1288 | WOOLWICH TWP |  |  |  |  | 39.7406 | '-75.32541734 |  | NL |  | C |  | P |  |  |  |  | F1
| 601 LEXINGTON MEWS , WOOLWICH TWP, NJ, 08085-1287 | 08085-1287 | WOOLWICH TWP |  |  |  |  | 39.7404 | '-75.32584317 |  | NL |  | C |  | P |  |  |  |  | F1
| 701 LEXINGTON MEWS , WOOLWICH TWP, NJ, 08085-1288 | 08085-1288 | WOOLWICH TWP |  |  |  |  | 39.7405 | '-75.32553317 |  | NL |  | C |  | P |  |  |  |  | F1
| 19 COTTONWOOD RD , WOOLWICH TWP, NJ, 08085-3183 | 08085-3183 | WOOLWICH TWP |  |  |  |  | 39.7296 | '-75.32784837 |  | NL |  | C |  | P |  |  |  |  | F1
| 705 LEXINGTON MEWS , WOOLWICH TWP, NJ, 08085-1288 | 08085-1288 | WOOLWICH TWP |  |  |  |  | 39.7407 | '-75.32562126 |  | NL |  | C |  | P |  |  |  |  | F1
| 401 LEXINGTON MEWS , WOOLWICH TWP, NJ, 08085-1284 | 08085-1284 | WOOLWICH TWP |  |  |  |  | 39.7403 | '-75.32492029 |  | NL |  | C |  | P |  |  |  |  | F1
| 101 WESTBROOK DR , WOOLWICH TWP, NJ, 08085-2529 | 08085-2529 | WOOLWICH TWP |  |  |  |  | 39.7414 | '-75.35396185 |  | NL |  | C |  | P |  |  |  |  | F1
| 704 LEXINGTON MEWS , WOOLWICH TWP, NJ, 08085-1288 | 08085-1288 | WOOLWICH TWP |  |  |  |  | 39.7407 | '-75.32558188 |  | NL |  | O | NOT LEAD | O | NOT LEAD
| 2 WALNUT WAY , WOOLWICH TWP, NJ, 08085-3229 | 08085-3229 | WOOLWICH TWP |  |  |  |  | 39.729 | '-75.3270273 |  | NL |  | C |  | P |  |  |  |  | F1
| 706 LEXINGTON MEWS , WOOLWICH TWP, NJ, 08085-1288 | 08085-1288 | WOOLWICH TWP |  |  |  |  | 39.7407 | '-75.32569898 |  | NL |  | C |  | P |  |  |  |  | F1
| 804 LEXINGTON MEWS , WOOLWICH TWP, NJ, 08085-1289 | 08085-1289 | WOOLWICH TWP |  |  |  |  | 39.741 | '-75.32508343 |  | NL |  | C |  | P |  |  |  |  | F1
| 808 LEXINGTON MEWS , WOOLWICH TWP, NJ, 08085-1289 | 08085-1289 | WOOLWICH TWP |  |  |  |  | 39.7409 | '-75.32508004 |  | NL |  | O | NOT LEAD | P |  |  |  |  | RRN, F1
| 805 LEXINGTON MEWS , WOOLWICH TWP, NJ, 08085-1289 | 08085-1289 | WOOLWICH TWP |  |  |  |  | 39.741 | '-75.3248177 |  | NL |  | C |  | P |  |  |  |  | F1
| 807 LEXINGTON MEWS , WOOLWICH TWP, NJ, 08085-1289 | 08085-1289 | WOOLWICH TWP |  |  |  |  | 39.7409 | '-75.32517211 |  | NL |  | C |  | P |  |  |  |  | F1
| 11 LONGLEAF LN , WOOLWICH TWP, NJ, 08085-3184 | 08085-3184 | WOOLWICH TWP |  |  |  |  | 39.7274 | '-75.32871573 |  | NL |  | O | NOT LEAD | O | NOT LEAD
| 12 BAYBERRY WAY , WOOLWICH TWP, NJ, 08085-3195 | 08085-3195 | WOOLWICH TWP |  |  |  |  | 39.7284 | '-75.32769636 |  | NL |  | O | NOT LEAD | O | NOT LEAD
| 806 LEXINGTON MEWS , WOOLWICH TWP, NJ, 08085-1289 | 08085-1289 | WOOLWICH TWP |  |  |  |  | 39.7411 | '-75.32489669 |  | NL |  | O | NOT LEAD | O | NOT LEAD
| 8 BAYBERRY WAY , WOOLWICH TWP, NJ, 08085-3195 | 08085-3195 | WOOLWICH TWP |  |  |  |  | 39.7282 | '-75.32803185 |  | NL |  | O | NOT LEAD | O | NOT LEAD
| 125 BANTRY ST , WOOLWICH TWP, NJ, 08085-3189 | 08085-3189 | WOOLWICH TWP |  |  |  |  | 39.73 | '-75.32606791 |  | NL |  | C |  | P |  |  |  |  | F1
| 9 LONGLEAF LN , WOOLWICH TWP, NJ, 08085-3184 | 08085-3184 | WOOLWICH TWP |  |  |  |  | 39.7273 | '-75.32856357 |  | NL |  | O | NOT LEAD | O | NOT LEAD |  |  |  | RRN
| 3 BAYBERRY WAY , WOOLWICH TWP, NJ, 08085-3194 | 08085-3194 | WOOLWICH TWP |  |  |  |  | 39.7283 | '-75.3286517 |  | NL |  | C |  | P |  |  |  |  | F1
| 129 BANTRY ST , WOOLWICH TWP, NJ, 08085-3189 | 08085-3189 | WOOLWICH TWP |  |  |  |  | 39.7301 | '-75.32627421 |  | NL |  | C |  | P |  |  |  |  | F1
| 127 BANTRY ST , WOOLWICH TWP, NJ, 08085-3189 | 08085-3189 | WOOLWICH TWP |  |  |  |  | 39.7301 | '-75.32617142 |  | NL |  | O | NOT LEAD | O | NOT LEAD |  |  |  | RRN
| 803 LEXINGTON MEWS , WOOLWICH TWP, NJ, 08085-1289 | 08085-1289 | WOOLWICH TWP |  |  |  |  | 39.741 | '-75.32493658 |  | NL |  | C |  | P |  |  |  |  | F1
| 6 BAYBERRY WAY , WOOLWICH TWP, NJ, 08085-3195 | 08085-3195 | WOOLWICH TWP |  |  |  |  | 39.7281 | '-75.32817399 |  | NL |  | O | NOT LEAD | O | NOT LEAD
| 9 BAYBERRY WAY , WOOLWICH TWP, NJ, 08085-3194 | 08085-3194 | WOOLWICH TWP |  |  |  |  | 39.7286 | '-75.32813929 |  | NL |  | C |  | P |  |  |  |  | F1
| 2003 LEXINGTON MEWS , WOOLWICH TWP, NJ, 08085-1347 | 08085-1347 | WOOLWICH TWP |  |  |  |  | 39.7411 | '-75.32228738 |  | NL |  | C |  | P |  |  |  |  | F1
| 4 BAYBERRY WAY , WOOLWICH TWP, NJ, 08085-3195 | 08085-3195 | WOOLWICH TWP |  |  |  |  | 39.728 | '-75.32833863 |  | NL |  | C |  | P |  |  |  |  | F1
| 14 BAYBERRY WAY , WOOLWICH TWP, NJ, 08085-3195 | 08085-3195 | WOOLWICH TWP |  |  |  |  | 39.7285 | '-75.32750237 |  | NL |  | O | NOT LEAD | O | NOT LEAD
| 5 BAYBERRY WAY , WOOLWICH TWP, NJ, 08085-3194 | 08085-3194 | WOOLWICH TWP |  |  |  |  | 39.7284 | '-75.32846649 |  | NL |  | O | NOT LEAD | O | NOT LEAD
| 7 BAYBERRY WAY , WOOLWICH TWP, NJ, 08085-3194 | 08085-3194 | WOOLWICH TWP |  |  |  |  | 39.7285 | '-75.3283466 |  | NL |  | C |  | P |  |  |  |  | F1
| 10 BAYBERRY WAY , WOOLWICH TWP, NJ, 08085-3195 | 08085-3195 | WOOLWICH TWP |  |  |  |  | 39.7283 | '-75.32784653 |  | NL |  | C |  | P |  |  |  |  | F1
| 401 COPPER RD , WOOLWICH TWP, NJ, 08085-4447 | 08085-4447 | WOOLWICH TWP |  |  |  |  | 39.7393 | '-75.32052594 |  | NL |  | O | NOT LEAD | O | NOT LEAD
| 1008 LEXINGTON MEWS , WOOLWICH TWP, NJ, 08085-1291 | 08085-1291 | WOOLWICH TWP |  |  |  |  | 39.7411 | '-75.32465722 |  | NL |  | O | NOT LEAD | O | NOT LEAD |  |  |  | RRN
| 1003 LEXINGTON MEWS , WOOLWICH TWP, NJ, 08085-1291 | 08085-1291 | WOOLWICH TWP |  |  |  |  | 39.7413 | '-75.32453494 |  | NL |  | C |  | P |  |  |  |  | F1
| 13 LONGLEAF LN , WOOLWICH TWP, NJ, 08085-3184 | 08085-3184 | WOOLWICH TWP |  |  |  |  | 39.7275 | '-75.32874663 |  | NL |  | C |  | P |  |  |  |  | F1
| 505 LEXINGTON MEWS , WOOLWICH TWP, NJ, 08085-1285 | 08085-1285 | WOOLWICH TWP |  |  |  |  | 39.74 | '-75.32550595 |  | NL |  | P |  | P |  |  |  |  | F1
| 5 LONGLEAF LN , WOOLWICH TWP, NJ, 08085-3184 | 08085-3184 | WOOLWICH TWP |  |  |  |  | 39.727 | '-75.32825272 |  | NL |  | O | NOT LEAD | O | NOT LEAD
| 2 BAYBERRY WAY , WOOLWICH TWP, NJ, 08085-3195 | 08085-3195 | WOOLWICH TWP |  |  |  |  | 39.7279 | '-75.32860096 |  | NL |  | O | NOT LEAD | O | NOT LEAD
| 15 BAYBERRY WAY , WOOLWICH TWP, NJ, 08085-3194 | 08085-3194 | WOOLWICH TWP |  |  |  |  | 39.7289 | '-75.32760621 |  | NL |  | C |  | P |  |  |  |  | F1
| 1007 LEXINGTON MEWS , WOOLWICH TWP, NJ, 08085-1291 | 08085-1291 | WOOLWICH TWP |  |  |  |  | 39.74 | '-75.32594451 |  | NL |  | O | NOT LEAD | O | NOT LEAD |  |  |  | RRN
| 19 LONGLEAF LN , WOOLWICH TWP, NJ, 08085-3184 | 08085-3184 | WOOLWICH TWP |  |  |  |  | 39.7278 | '-75.32916334 |  | NL |  | C |  | P |  |  |  |  | F1
| 1 BAYBERRY WAY , WOOLWICH TWP, NJ, 08085-3194 | 08085-3194 | WOOLWICH TWP |  |  |  |  | 39.7282 | '-75.32876728 |  | NL |  | O | NOT LEAD | O | NOT LEAD
| 15 LONGLEAF LN , WOOLWICH TWP, NJ, 08085-3184 | 08085-3184 | WOOLWICH TWP |  |  |  |  | 39.7276 | '-75.32889773 |  | NL |  | O | NOT LEAD | O | NOT LEAD
| 35 LONGLEAF LN , WOOLWICH TWP, NJ, 08085-3184 | 08085-3184 | WOOLWICH TWP |  |  |  |  | 39.7288 | '-75.3302804 |  | NL |  | C |  | P |  |  |  |  | F1
| 11 BAYBERRY WAY , WOOLWICH TWP, NJ, 08085-3194 | 08085-3194 | WOOLWICH TWP |  |  |  |  | 39.7288 | '-75.32796978 |  | NL |  | C |  | P |  |  |  |  | F1
| 604 LEXINGTON MEWS , WOOLWICH TWP, NJ, 08085-1287 | 08085-1287 | WOOLWICH TWP |  |  |  |  | 39.7405 | '-75.3258502 |  | NL |  | C |  | P |  |  |  |  | F1
| 603 LEXINGTON MEWS , WOOLWICH TWP, NJ, 08085-1287 | 08085-1287 | WOOLWICH TWP |  |  |  |  | 39.7404 | '-75.3257935 |  | NL |  | C |  | P |  |  |  |  | F1
| 3 SWEETGUM ST , WOOLWICH TWP, NJ, 08085-3196 | 08085-3196 | WOOLWICH TWP |  |  |  |  | 39.7276 | '-75.3279919 |  | NL |  | O | NOT LEAD | O | NOT LEAD
| 21 LONGLEAF LN , WOOLWICH TWP, NJ, 08085-3184 | 08085-3184 | WOOLWICH TWP |  |  |  |  | 39.7279 | '-75.3293035 |  | NL |  | O | NOT LEAD | O | NOT LEAD |  |  |  | RRN
| 1006 LEXINGTON MEWS , WOOLWICH TWP, NJ, 08085-1291 | 08085-1291 | WOOLWICH TWP |  |  |  |  | 39.7414 | '-75.32446737 |  | NL |  | P |  | P |  |  |  |  | F1
| 16 BAYBERRY WAY , WOOLWICH TWP, NJ, 08085-3195 | 08085-3195 | WOOLWICH TWP |  |  |  |  | 39.7287 | '-75.32735701 |  | NL |  | O | NOT LEAD | O | NOT LEAD |  |  |  | RRN
| 171 BANTRY ST , WOOLWICH TWP, NJ, 08085-3189 | 08085-3189 | WOOLWICH TWP |  |  |  |  | 39.7315 | '-75.32680717 |  | NL |  | P |  | P |  |  |  |  | F1
| 175 BANTRY ST , WOOLWICH TWP, NJ, 08085-3189 | 08085-3189 | WOOLWICH TWP |  |  |  |  | 39.7316 | '-75.32667071 |  | NL |  | C |  | C |  |  |  |  | F1
| 500 COPPER RD , WOOLWICH TWP, NJ, 08085 | 08085 | WOOLWICH TWP |  |  |  |  | 39.7396 | '-75.32080356 |  | NL |  | O | NOT LEAD | O | NOT LEAD |  |  |  | O | Institutional Knowledge
| 300 COPPER RD BLDG 300, WOOLWICH TWP, NJ, 08085 | 08085 | WOOLWICH TWP |  |  |  |  | 39.7388 | '-75.32054161 |  | NL |  | O | NOT LEAD | O | NOT LEAD |  |  |  | F1
| 200 COPPER RD , WOOLWICH TWP, NJ, 08085 | 08085 | WOOLWICH TWP |  |  |  |  | 39.7386 | '-75.32113563 |  | NL |  | O | NOT LEAD | O | NOT LEAD
| 600 COPPER RD , WOOLWICH TWP, NJ, 08085 | 08085 | WOOLWICH TWP |  |  |  |  | 39.7393 | '-75.32128635 |  | NL |  | O | NOT LEAD | O | NOT LEAD
| 100 COPPER RD , WOOLWICH TWP, NJ, 08085 | 08085 | WOOLWICH TWP |  |  |  |  | 39.7388 | '-75.3218017 |  | NL |  | O | NOT LEAD | O | NOT LEAD
| 51 LONGLEAF LN , WOOLWICH TWP, NJ, 08085-3185 | 08085-3185 | WOOLWICH TWP |  |  |  |  | 39.73 | '-75.32933787 |  | NL |  | C |  | P |  |  |  |  | F1
| 71 LONGLEAF LN , WOOLWICH TWP, NJ, 08085-3186 | 08085-3186 | WOOLWICH TWP |  |  |  |  | 39.7297 | '-75.32737929 |  | NL |  | P |  | P |  |  |  |  | F1
| 5 SWEETGUM ST , WOOLWICH TWP, NJ, 08085-3196 | 08085-3196 | WOOLWICH TWP |  |  |  |  | 39.7277 | '-75.32779246 |  | NL |  | C |  | P |  |  |  |  | F1
| 3 LONGLEAF LN , WOOLWICH TWP, NJ, 08085-3184 | 08085-3184 | WOOLWICH TWP |  |  |  |  | 39.7268 | '-75.32809539 |  | NL |  | O | NOT LEAD | O | NOT LEAD |  |  |  | RRN
| 173 BANTRY ST , WOOLWICH TWP, NJ, 08085-3189 | 08085-3189 | WOOLWICH TWP |  |  |  |  | 39.7316 | '-75.3267355 |  | NL |  | C |  | P |  |  |  |  | F1
| 177 BANTRY ST , WOOLWICH TWP, NJ, 08085-3189 | 08085-3189 | WOOLWICH TWP |  |  |  |  | 39.7316 | '-75.32656195 |  | NL |  | O | NOT LEAD | P |  |  |  |  | RRN, F1
| 801 LEXINGTON MEWS , WOOLWICH TWP, NJ, 08085-1289 | 08085-1289 | WOOLWICH TWP |  |  |  |  | 39.7409 | '-75.32501735 |  | NL |  | O | NOT LEAD | O | NOT LEAD |  |  |  | RRN
| 1 COTTONWOOD RD , WOOLWICH TWP, NJ, 08085-3183 | 08085-3183 | WOOLWICH TWP |  |  |  |  | 39.7288 | '-75.32957552 |  | NL |  | O | NOT LEAD | O | NOT LEAD |  |  |  | RRN
| 1005 LEXINGTON MEWS , WOOLWICH TWP, NJ, 08085-1291 | 08085-1291 | WOOLWICH TWP |  |  |  |  | 39.7413 | '-75.3243871 |  | NL |  | C |  | P |  |  |  |  | F1
| 18 COTTONWOOD RD , WOOLWICH TWP, NJ, 08085-3182 | 08085-3182 | WOOLWICH TWP |  |  |  |  | 39.7293 | '-75.32795352 |  | NL |  | C |  | P |  |  |  |  | F1
| 5 COTTONWOOD RD , WOOLWICH TWP, NJ, 08085-3183 | 08085-3183 | WOOLWICH TWP |  |  |  |  | 39.729 | '-75.32922116 |  | NL |  | C |  | P |  |  |  |  | F1
| 1604 LEXINGTON MEWS , WOOLWICH TWP, NJ, 08085-1318 | 08085-1318 | WOOLWICH TWP |  |  |  |  | 39.7415 | '-75.32306101 |  | NL |  | C |  | P |  |  |  |  | F1
| 2 SWEETGUM ST , WOOLWICH TWP, NJ, 08085-3197 | 08085-3197 | WOOLWICH TWP |  |  |  |  | 39.7273 | '-75.32787849 |  | NL |  | C |  | P |  |  |  |  | F1
| 4 SWEETGUM ST , WOOLWICH TWP, NJ, 08085-3197 | 08085-3197 | WOOLWICH TWP |  |  |  |  | 39.7274 | '-75.32771588 |  | NL |  | C |  | P |  |  |  |  | F1
| 7 SWEETGUM ST , WOOLWICH TWP, NJ, 08085-3196 | 08085-3196 | WOOLWICH TWP |  |  |  |  | 39.7278 | '-75.3276449 |  | NL |  | C |  | P |  |  |  |  | F1
| 47 LONGLEAF LN , WOOLWICH TWP, NJ, 08085-3184 | 08085-3184 | WOOLWICH TWP |  |  |  |  | 39.7298 | '-75.32967539 |  | NL |  | C |  | P |  |  |  |  | F1
| 8 COTTONWOOD RD , WOOLWICH TWP, NJ, 08085-3182 | 08085-3182 | WOOLWICH TWP |  |  |  |  | 39.7288 | '-75.32874988 |  | NL |  | C |  | C |  |  |  |  | F1
| 13 WALNUT WAY , WOOLWICH TWP, NJ, 08085-3228 | 08085-3228 | WOOLWICH TWP |  |  |  |  | 39.7285 | '-75.32611005 |  | NL |  | P |  | P |  |  |  |  | F1
| 2004 LEXINGTON MEWS , WOOLWICH TWP, NJ, 08085-1347 | 08085-1347 | WOOLWICH TWP |  |  |  |  | 39.741 | '-75.32238626 |  | NL |  | P |  | P |  |  |  |  | F1
| 708 LEXINGTON MEWS , WOOLWICH TWP, NJ, 08085-1288 | 08085-1288 | WOOLWICH TWP |  |  |  |  | 39.7406 | '-75.32562991 |  | NL |  | P |  | P |  |  |  |  | F1
| 707 LEXINGTON MEWS , WOOLWICH TWP, NJ, 08085-1288 | 08085-1288 | WOOLWICH TWP |  |  |  |  | 39.7406 | '-75.32565259 |  | NL |  | C |  | P |  |  |  |  | F1
| 9 SWEETGUM ST , WOOLWICH TWP, NJ, 08085-3196 | 08085-3196 | WOOLWICH TWP |  |  |  |  | 39.7279 | '-75.32748645 |  | NL |  | C |  | P |  |  |  |  | F1
| 15 COTTONWOOD RD , WOOLWICH TWP, NJ, 08085-3183 | 08085-3183 | WOOLWICH TWP |  |  |  |  | 39.7296 | '-75.32838147 |  | NL |  | C |  | P |  |  |  |  | F1
| 17 BAYBERRY WAY , WOOLWICH TWP, NJ, 08085-3194 | 08085-3194 | WOOLWICH TWP |  |  |  |  | 39.7291 | '-75.32739003 |  | NL |  | C |  | P |  |  |  |  | F1
| 5 WALNUT WAY , WOOLWICH TWP, NJ, 08085-3228 | 08085-3228 | WOOLWICH TWP |  |  |  |  | 39.7292 | '-75.32634936 |  | NL |  | C |  | P |  |  |  |  | F1
| 25 LONGLEAF LN , WOOLWICH TWP, NJ, 08085-3184 | 08085-3184 | WOOLWICH TWP |  |  |  |  | 39.7282 | '-75.32958605 |  | NL |  | C |  | P |  |  |  |  | F1
| 17 LONGLEAF LN , WOOLWICH TWP, NJ, 08085-3184 | 08085-3184 | WOOLWICH TWP |  |  |  |  | 39.7277 | '-75.32901439 |  | NL |  | C |  | P |  |  |  |  | F1
| 169 BANTRY ST , WOOLWICH TWP, NJ, 08085-3189 | 08085-3189 | WOOLWICH TWP |  |  |  |  | 39.7315 | '-75.32692051 |  | NL |  | C |  | P |  |  |  |  | F1
| 1602 LEXINGTON MEWS , WOOLWICH TWP, NJ, 08085-1318 | 08085-1318 | WOOLWICH TWP |  |  |  |  | 39.7415 | '-75.32322987 |  | NL |  | C |  | P |  |  |  |  | F1
| 163 BANTRY ST , WOOLWICH TWP, NJ, 08085-3189 | 08085-3189 | WOOLWICH TWP |  |  |  |  | 39.7313 | '-75.32711169 |  | NL |  | C |  | P |  |  |  |  | F1
| 165 BANTRY ST , WOOLWICH TWP, NJ, 08085-3189 | 08085-3189 | WOOLWICH TWP |  |  |  |  | 39.7313 | '-75.3270209 |  | NL |  | C |  | P |  |  |  |  | F1
| 167 BANTRY ST , WOOLWICH TWP, NJ, 08085-3189 | 08085-3189 | WOOLWICH TWP |  |  |  |  | 39.7314 | '-75.32697118 |  | NL |  | C |  | P |  |  |  |  | F1
| 23 LONGLEAF LN , WOOLWICH TWP, NJ, 08085-3184 | 08085-3184 | WOOLWICH TWP |  |  |  |  | 39.728 | '-75.32941233 |  | NL |  | C |  | P |  |  |  |  | F1
| 199 AMESBURY BLVD , WOOLWICH TWP, NJ, 08085-2601 | 08085-2601 | WOOLWICH TWP |  |  |  |  | 39.7378 | '-75.34216643 |  | NL |  | C |  | P |  |  |  |  | F1
| 197 AMESBURY BLVD , WOOLWICH TWP, NJ, 08085-2601 | 08085-2601 | WOOLWICH TWP |  |  |  |  | 39.7377 | '-75.34227031 |  | NL |  | C |  | O | NOT LEAD |  |  |  | F1, RRN
| 17 SWEETGUM ST , WOOLWICH TWP, NJ, 08085-3196 | 08085-3196 | WOOLWICH TWP |  |  |  |  | 39.7283 | '-75.32679371 |  | NL |  | C |  | P |  |  |  |  | F1
| 15 WALNUT WAY , WOOLWICH TWP, NJ, 08085-3228 | 08085-3228 | WOOLWICH TWP |  |  |  |  | 39.7283 | '-75.32619938 |  | NL |  | C |  | P |  |  |  |  | F1
| 10 SWEETGUM ST , WOOLWICH TWP, NJ, 08085-3197 | 08085-3197 | WOOLWICH TWP |  |  |  |  | 39.7276 | '-75.32721259 |  | NL |  | C |  | P |  |  |  |  | F1
| 9 WALNUT WAY , WOOLWICH TWP, NJ, 08085-3228 | 08085-3228 | WOOLWICH TWP |  |  |  |  | 39.7289 | '-75.32608578 |  | NL |  | C |  | P |  |  |  |  | F1
| 18 BAYBERRY WAY , WOOLWICH TWP, NJ, 08085-3195 | 08085-3195 | WOOLWICH TWP |  |  |  |  | 39.7288 | '-75.32717502 |  | NL |  | O | NOT LEAD | O | NOT LEAD
| 1 SWEETGUM ST , WOOLWICH TWP, NJ, 08085-3196 | 08085-3196 | WOOLWICH TWP |  |  |  |  | 39.7275 | '-75.32816967 |  | NL |  | C |  | P |  |  |  |  | F1
| 802 LEXINGTON MEWS , WOOLWICH TWP, NJ, 08085-1289 | 08085-1289 | WOOLWICH TWP |  |  |  |  | 39.741 | '-75.32487276 |  | NL |  | O | NOT LEAD | P |  |  |  |  | RRN, F1
| 13 BAYBERRY WAY , WOOLWICH TWP, NJ, 08085-3194 | 08085-3194 | WOOLWICH TWP |  |  |  |  | 39.7288 | '-75.32776848 |  | NL |  | C |  | P |  |  |  |  | F1
| 11 WALNUT WAY , WOOLWICH TWP, NJ, 08085-3228 | 08085-3228 | WOOLWICH TWP |  |  |  |  | 39.7287 | '-75.32604179 |  | NL |  | C |  | P |  |  |  |  | F1
| 18 SWEETGUM ST , WOOLWICH TWP, NJ, 08085-3197 | 08085-3197 | WOOLWICH TWP |  |  |  |  | 39.7281 | '-75.32649611 |  | NL |  | O | NOT LEAD | O | NOT LEAD |  |  |  | RRN
| 1004 LEXINGTON MEWS , WOOLWICH TWP, NJ, 08085-1291 | 08085-1291 | WOOLWICH TWP |  |  |  |  | 39.7412 | '-75.3246324 |  | NL |  | C |  | P |  |  |  |  | F1
| 11 COTTONWOOD RD , WOOLWICH TWP, NJ, 08085-3183 | 08085-3183 | WOOLWICH TWP |  |  |  |  | 39.7293 | '-75.32875674 |  | NL |  | O | NOT LEAD | P |  |  |  |  | RRN, F1
| 215 HIGH HILL RD , WOOLWICH TWP, NJ, 08085-1779 | 08085-1779 | WOOLWICH TWP |  |  |  |  | 39.7471 | '-75.32645489 |  | NL |  | C |  | P |  |  |  |  | F1
| 15 SWEETGUM ST , WOOLWICH TWP, NJ, 08085-3196 | 08085-3196 | WOOLWICH TWP |  |  |  |  | 39.7282 | '-75.32698641 |  | NL |  | C |  | P |  |  |  |  | F1
| 1 LONGLEAF LN , WOOLWICH TWP, NJ, 08085-3184 | 08085-3184 | WOOLWICH TWP |  |  |  |  | 39.7267 | '-75.32798827 |  | NL |  | C |  | P |  |  |  |  | F1
| 19 SWEETGUM ST , WOOLWICH TWP, NJ, 08085-3196 | 08085-3196 | WOOLWICH TWP |  |  |  |  | 39.7284 | '-75.32659599 |  | NL |  | O | NOT LEAD | O | NOT LEAD
| 50 LONGLEAF LN , WOOLWICH TWP, NJ, 08085-3187 | 08085-3187 | WOOLWICH TWP |  |  |  |  | 39.7297 | '-75.32907599 |  | NL |  | O | NOT LEAD | O | NOT LEAD
| 1 WALNUT WAY , WOOLWICH TWP, NJ, 08085-3228 | 08085-3228 | WOOLWICH TWP |  |  |  |  | 39.7293 | '-75.32678782 |  | NL |  | O | NOT LEAD | P |  |  |  |  | RRN, F1
| 7 WALNUT WAY , WOOLWICH TWP, NJ, 08085-3228 | 08085-3228 | WOOLWICH TWP |  |  |  |  | 39.7291 | '-75.326108 |  | NL |  | C |  | P |  |  |  |  | F1
| 7 COTTONWOOD RD , WOOLWICH TWP, NJ, 08085-3183 | 08085-3183 | WOOLWICH TWP |  |  |  |  | 39.7291 | '-75.32904095 |  | NL |  | C |  | P |  |  |  |  | F1
| 903 LEXINGTON MEWS , WOOLWICH TWP, NJ, 08085-1290 | 08085-1290 | WOOLWICH TWP |  |  |  |  | 39.7405 | '-75.32470442 |  | NL |  | C |  | P |  |  |  |  | F1
| 904 LEXINGTON MEWS , WOOLWICH TWP, NJ, 08085-1290 | 08085-1290 | WOOLWICH TWP |  |  |  |  | 39.7404 | '-75.32460497 |  | NL |  | C |  | P |  |  |  |  | F1
| 6 SWEETGUM ST , WOOLWICH TWP, NJ, 08085-3197 | 08085-3197 | WOOLWICH TWP |  |  |  |  | 39.7275 | '-75.32754067 |  | NL |  | C |  | P |  |  |  |  | F1
| 908 LEXINGTON MEWS , WOOLWICH TWP, NJ, 08085-1290 | 08085-1290 | WOOLWICH TWP |  |  |  |  | 39.7407 | '-75.32446372 |  | NL |  | C |  | P |  |  |  |  | F1
| 101 SAMMY ST , WOOLWICH TWP, NJ, 08085-3230 | 08085-3230 | WOOLWICH TWP |  |  |  |  | 39.7338 | '-75.32332062 |  | NL |  | C |  | P |  |  |  |  | F1
| 103 SAMMY ST , WOOLWICH TWP, NJ, 08085-3230 | 08085-3230 | WOOLWICH TWP |  |  |  |  | 39.7338 | '-75.32322855 |  | NL |  | C |  | P |  |  |  |  | F1
| 105 SAMMY ST , WOOLWICH TWP, NJ, 08085-3230 | 08085-3230 | WOOLWICH TWP |  |  |  |  | 39.7338 | '-75.3231614 |  | NL |  | C |  | P |  |  |  |  | F1
| 107 SAMMY ST , WOOLWICH TWP, NJ, 08085-3230 | 08085-3230 | WOOLWICH TWP |  |  |  |  | 39.7337 | '-75.3230942 |  | NL |  | C |  | P |  |  |  |  | F1
| 32 SWEETGUM ST , WOOLWICH TWP, NJ, 08085-3197 | 08085-3197 | WOOLWICH TWP |  |  |  |  | 39.7278 | '-75.32565127 |  | NL |  | P |  | P |  |  |  |  | F1
| 8 SWEETGUM ST , WOOLWICH TWP, NJ, 08085-3197 | 08085-3197 | WOOLWICH TWP |  |  |  |  | 39.7276 | '-75.32736474 |  | NL |  | P |  | P |  |  |  |  | F1
| 202 AMESBURY BLVD UNIT PUMP 2, WOOLWICH TWP, NJ, 08085-2602 | 08085-2602 | WOOLWICH TWP |  |  |  |  | 39.7379 | '-75.34378548 |  | NL |  | P |  | P |  |  |  |  | F1
| 348 TAFT DR UNIT PUMP 4, WOOLWICH TWP, NJ, 08085-2606 | 08085-2606 | WOOLWICH TWP |  |  |  |  | 39.7368 | '-75.343891 |  | NL |  | P |  | P |  |  |  |  | F1
| 199 EISENHOWER DR UNIT PUMP 3, WOOLWICH TWP, NJ, 08085-2605 | 08085-2605 | WOOLWICH TWP |  |  |  |  | 39.7374 | '-75.34319549 |  | NL |  | C |  | C |  |  |  |  | F1
| 14 SWEETGUM ST , WOOLWICH TWP, NJ, 08085-3197 | 08085-3197 | WOOLWICH TWP |  |  |  |  | 39.7279 | '-75.32691982 |  | NL |  | C |  | P |  |  |  |  | F1
| 906 LEXINGTON MEWS , WOOLWICH TWP, NJ, 08085-1290 | 08085-1290 | WOOLWICH TWP |  |  |  |  | 39.7405 | '-75.32444175 |  | NL |  | C |  | P |  |  |  |  | F1
| 195 EISENHOWER DR , WOOLWICH TWP, NJ, 08085-2605 | 08085-2605 | WOOLWICH TWP |  |  |  |  | 39.7371 | '-75.34269676 |  | NL |  | O | NOT LEAD | O | NOT LEAD |  |  |  | RRN
| 197 EISENHOWER DR , WOOLWICH TWP, NJ, 08085-2605 | 08085-2605 | WOOLWICH TWP |  |  |  |  | 39.7373 | '-75.34286935 |  | NL |  | O | NOT LEAD | O | NOT LEAD |  |  |  | RRN
| 133 BANTRY ST , WOOLWICH TWP, NJ, 08085-3189 | 08085-3189 | WOOLWICH TWP |  |  |  |  | 39.7303 | '-75.32646098 |  | NL |  | C |  | P |  |  |  |  | F1
| 12 SWEETGUM ST , WOOLWICH TWP, NJ, 08085-3197 | 08085-3197 | WOOLWICH TWP |  |  |  |  | 39.7278 | '-75.32706663 |  | NL |  | O | NOT LEAD | O | NOT LEAD
| 3 WALNUT WAY , WOOLWICH TWP, NJ, 08085-3228 | 08085-3228 | WOOLWICH TWP |  |  |  |  | 39.7292 | '-75.32655232 |  | NL |  | C |  | P |  |  |  |  | F1
| 141 BANTRY ST , WOOLWICH TWP, NJ, 08085-3189 | 08085-3189 | WOOLWICH TWP |  |  |  |  | 39.7305 | '-75.32667077 |  | NL |  | C |  | P |  |  |  |  | F1
| 6 COTTONWOOD RD , WOOLWICH TWP, NJ, 08085-3182 | 08085-3182 | WOOLWICH TWP |  |  |  |  | 39.7287 | '-75.32888006 |  | NL |  | C |  | P |  |  |  |  | F1
| 13 COTTONWOOD RD , WOOLWICH TWP, NJ, 08085-3183 | 08085-3183 | WOOLWICH TWP |  |  |  |  | 39.7294 | '-75.32858657 |  | NL |  | C |  | P |  |  |  |  | F1
| 88 HORNBEAN AVE , WOOLWICH TWP, NJ, 08085-3199 | 08085-3199 | WOOLWICH TWP |  |  |  |  | 39.7266 | '-75.32718364 |  | NL |  | C |  | P |  |  |  |  | F1
| 4 WALNUT WAY , WOOLWICH TWP, NJ, 08085-3229 | 08085-3229 | WOOLWICH TWP |  |  |  |  | 39.7289 | '-75.32672297 |  | NL |  | C |  | P |  |  |  |  | F1
| 75 LONGLEAF LN , WOOLWICH TWP, NJ, 08085-3186 | 08085-3186 | WOOLWICH TWP |  |  |  |  | 39.7295 | '-75.32709659 |  | NL |  | C |  | P |  |  |  |  | F1
| 9 COTTONWOOD RD , WOOLWICH TWP, NJ, 08085-3183 | 08085-3183 | WOOLWICH TWP |  |  |  |  | 39.7292 | '-75.32886155 |  | NL |  | C |  | P |  |  |  |  | F1
| 27 LONGLEAF LN , WOOLWICH TWP, NJ, 08085-3184 | 08085-3184 | WOOLWICH TWP |  |  |  |  | 39.7283 | '-75.32974565 |  | NL |  | C |  | P |  |  |  |  | F1
| 103 HORNBEAN AVE , WOOLWICH TWP, NJ, 08085-3225 | 08085-3225 | WOOLWICH TWP |  |  |  |  | 39.7277 | '-75.32613186 |  | NL |  | C |  | P |  |  |  |  | F1
| 13 SWEETGUM ST , WOOLWICH TWP, NJ, 08085-3196 | 08085-3196 | WOOLWICH TWP |  |  |  |  | 39.7281 | '-75.32714247 |  | NL |  | C |  | P |  |  |  |  | F1
| 1102 LEXINGTON MEWS , WOOLWICH TWP, NJ, 08085-1294 | 08085-1294 | WOOLWICH TWP |  |  |  |  | 39.7408 | '-75.32435386 |  | NL |  | C |  | P |  |  |  |  | F1
| 137 BANTRY ST , WOOLWICH TWP, NJ, 08085-3189 | 08085-3189 | WOOLWICH TWP |  |  |  |  | 39.7304 | '-75.32652982 |  | NL |  | C |  | P |  |  |  |  | F1
| 16 SWEETGUM ST , WOOLWICH TWP, NJ, 08085-3197 | 08085-3197 | WOOLWICH TWP |  |  |  |  | 39.728 | '-75.32674205 |  | NL |  | C |  | P |  |  |  |  | F1
| 97 HORNBEAN AVE , WOOLWICH TWP, NJ, 08085-3198 | 08085-3198 | WOOLWICH TWP |  |  |  |  | 39.7274 | '-75.32663571 |  | NL |  | C |  | P |  |  |  |  | F1
| 1105 LEXINGTON MEWS , WOOLWICH TWP, NJ, 08085-1294 | 08085-1294 | WOOLWICH TWP |  |  |  |  | 39.7407 | '-75.32420397 |  | NL |  | C |  | P |  |  |  |  | F1
| 1107 LEXINGTON MEWS , WOOLWICH TWP, NJ, 08085-1294 | 08085-1294 | WOOLWICH TWP |  |  |  |  | 39.7408 | '-75.32411006 |  | NL |  | O | NOT LEAD | O | NOT LEAD
| 86 HORNBEAN AVE , WOOLWICH TWP, NJ, 08085-3199 | 08085-3199 | WOOLWICH TWP |  |  |  |  | 39.7265 | '-75.3273974 |  | NL |  | C |  | P |  |  |  |  | F1
| 99 HORNBEAN AVE , WOOLWICH TWP, NJ, 08085-3198 | 08085-3198 | WOOLWICH TWP |  |  |  |  | 39.7275 | '-75.32647901 |  | NL |  | C |  | P |  |  |  |  | F1
| 1108 LEXINGTON MEWS , WOOLWICH TWP, NJ, 08085-1294 | 08085-1294 | WOOLWICH TWP |  |  |  |  | 39.7408 | '-75.32420317 |  | NL |  | C |  | P |  |  |  |  | F1
| 905 LEXINGTON MEWS , WOOLWICH TWP, NJ, 08085-1290 | 08085-1290 | WOOLWICH TWP |  |  |  |  | 39.7405 | '-75.32452336 |  | NL |  | C |  | P |  |  |  |  | F1
| 87 HORNBEAN AVE , WOOLWICH TWP, NJ, 08085-3198 | 08085-3198 | WOOLWICH TWP |  |  |  |  | 39.7269 | '-75.32745486 |  | NL |  | C |  | P |  |  |  |  | F1
| 89 HORNBEAN AVE , WOOLWICH TWP, NJ, 08085-3198 | 08085-3198 | WOOLWICH TWP |  |  |  |  | 39.727 | '-75.32729225 |  | NL |  | C |  | P |  |  |  |  | F1
| 143 BANTRY ST , WOOLWICH TWP, NJ, 08085-3189 | 08085-3189 | WOOLWICH TWP |  |  |  |  | 39.7306 | '-75.32679054 |  | NL |  | C |  | P |  |  |  |  | F1
| 131 BANTRY ST , WOOLWICH TWP, NJ, 08085-3189 | 08085-3189 | WOOLWICH TWP |  |  |  |  | 39.7302 | '-75.32636525 |  | NL |  | C |  | P |  |  |  |  | F1
| 135 BANTRY ST , WOOLWICH TWP, NJ, 08085-3189 | 08085-3189 | WOOLWICH TWP |  |  |  |  | 39.7303 | '-75.32648677 |  | NL |  | O | NOT LEAD | P |  |  |  |  | RRN, F1
| 139 BANTRY ST , WOOLWICH TWP, NJ, 08085-3189 | 08085-3189 | WOOLWICH TWP |  |  |  |  | 39.7304 | '-75.32660059 |  | NL |  | C |  | P |  |  |  |  | F1
| 104 HORNBEAN AVE , WOOLWICH TWP, NJ, 08085-3227 | 08085-3227 | WOOLWICH TWP |  |  |  |  | 39.7275 | '-75.3259213 |  | NL |  | C |  | P |  |  |  |  | F1
| 1106 LEXINGTON MEWS , WOOLWICH TWP, NJ, 08085-1294 | 08085-1294 | WOOLWICH TWP |  |  |  |  | 39.7407 | '-75.32407158 |  | NL |  | C |  | P |  |  |  |  | F1
| 149 BANTRY ST , WOOLWICH TWP, NJ, 08085-3189 | 08085-3189 | WOOLWICH TWP |  |  |  |  | 39.7308 | '-75.32693675 |  | NL |  | C |  | P |  |  |  |  | F1
| 90 HORNBEAN AVE , WOOLWICH TWP, NJ, 08085-3199 | 08085-3199 | WOOLWICH TWP |  |  |  |  | 39.7267 | '-75.32702694 |  | NL |  | C |  | P |  |  |  |  | F1
| 145 BANTRY ST , WOOLWICH TWP, NJ, 08085-3189 | 08085-3189 | WOOLWICH TWP |  |  |  |  | 39.7307 | '-75.32687699 |  | NL |  | C |  | P |  |  |  |  | F1
| 1601 LEXINGTON MEWS , WOOLWICH TWP, NJ, 08085-1318 | 08085-1318 | WOOLWICH TWP |  |  |  |  | 39.7416 | '-75.32316841 |  | NL |  | P |  | P |  |  |  |  | F1
| 147 BANTRY ST , WOOLWICH TWP, NJ, 08085-3189 | 08085-3189 | WOOLWICH TWP |  |  |  |  | 39.7307 | '-75.32689678 |  | NL |  | P |  | C |  |  |  |  | F1
| 151 BANTRY ST , WOOLWICH TWP, NJ, 08085-3189 | 08085-3189 | WOOLWICH TWP |  |  |  |  | 39.7308 | '-75.32701636 |  | NL |  | C |  | P |  |  |  |  | F1
| 153 BANTRY ST , WOOLWICH TWP, NJ, 08085-3189 | 08085-3189 | WOOLWICH TWP |  |  |  |  | 39.7309 | '-75.327056 |  | NL |  | C |  | P |  |  |  |  | F1
| 184 EISENHOWER DR , WOOLWICH TWP, NJ, 08085-2604 | 08085-2604 | WOOLWICH TWP |  |  |  |  | 39.7369 | '-75.34181386 |  | NL |  | C |  | P |  |  |  |  | F1
| 11 SWEETGUM ST , WOOLWICH TWP, NJ, 08085-3196 | 08085-3196 | WOOLWICH TWP |  |  |  |  | 39.728 | '-75.32734097 |  | NL |  | C |  | P |  |  |  |  | F1
| 1603 LEXINGTON MEWS , WOOLWICH TWP, NJ, 08085-1318 | 08085-1318 | WOOLWICH TWP |  |  |  |  | 39.7415 | '-75.32315924 |  | NL |  | C |  | P |  |  |  |  | F1
| 208 SAMMY ST , WOOLWICH TWP, NJ, 08085-3231 | 08085-3231 | WOOLWICH TWP |  |  |  |  | 39.7458 | '-75.35322837 |  | NL |  | C |  | P |  |  |  |  | F1
| 210 SAMMY ST , WOOLWICH TWP, NJ, 08085-3231 | 08085-3231 | WOOLWICH TWP |  |  |  |  | 39.7458 | '-75.35322837 |  | NL |  | C |  | P |  |  |  |  | F1
| 212 SAMMY ST , WOOLWICH TWP, NJ, 08085-3231 | 08085-3231 | WOOLWICH TWP |  |  |  |  | 39.7458 | '-75.35322837 |  | NL |  | C |  | P |  |  |  |  | F1
| 214 SAMMY ST , WOOLWICH TWP, NJ, 08085-3231 | 08085-3231 | WOOLWICH TWP |  |  |  |  | 39.7458 | '-75.35322837 |  | NL |  | C |  | P |  |  |  |  | F1
| 300 SAMMY ST , WOOLWICH TWP, NJ, 08085-3233 | 08085-3233 | WOOLWICH TWP |  |  |  |  | 39.7458 | '-75.35322837 |  | NL |  | C |  | P |  |  |  |  | F1
| 302 SAMMY ST , WOOLWICH TWP, NJ, 08085-3233 | 08085-3233 | WOOLWICH TWP |  |  |  |  | 39.7458 | '-75.35322837 |  | NL |  | C |  | P |  |  |  |  | F1
| 304 SAMMY ST , WOOLWICH TWP, NJ, 08085-3233 | 08085-3233 | WOOLWICH TWP |  |  |  |  | 39.7458 | '-75.35322837 |  | NL |  | C |  | P |  |  |  |  | F1
| 306 SAMMY ST , WOOLWICH TWP, NJ, 08085-3233 | 08085-3233 | WOOLWICH TWP |  |  |  |  | 39.7458 | '-75.35322837 |  | NL |  | O | NOT LEAD | O | NOT LEAD |  |  |  | RRN
| 1104 LEXINGTON MEWS , WOOLWICH TWP, NJ, 08085-1294 | 08085-1294 | WOOLWICH TWP |  |  |  |  | 39.7409 | '-75.32401012 |  | NL |  | P |  | P |  |  |  |  | F1
| 93 HORNBEAN AVE , WOOLWICH TWP, NJ, 08085-3198 | 08085-3198 | WOOLWICH TWP |  |  |  |  | 39.7272 | '-75.32698849 |  | NL |  | C |  | P |  |  |  |  | F1
| 95 HORNBEAN AVE , WOOLWICH TWP, NJ, 08085-3198 | 08085-3198 | WOOLWICH TWP |  |  |  |  | 39.7273 | '-75.32678545 |  | NL |  | C |  | P |  |  |  |  | F1
| 105 HORNBEAN AVE , WOOLWICH TWP, NJ, 08085-3225 | 08085-3225 | WOOLWICH TWP |  |  |  |  | 39.7279 | '-75.32593689 |  | NL |  | O | NOT LEAD | P |  |  |  |  | RRN, F1
| 101 HORNBEAN AVE , WOOLWICH TWP, NJ, 08085-3225 | 08085-3225 | WOOLWICH TWP |  |  |  |  | 39.7276 | '-75.32633588 |  | NL |  | O | NOT LEAD | P |  |  |  |  | RRN, F1
| HIGH HILL & HILLSIDE DR RD , WOOLWICH TWP, NJ, 08085 | 08085 | WOOLWICH TWP |  |  |  |  | 39.7515 | '-75.33469761 |  | NL |  | O | NOT LEAD | O | NOT LEAD |  |  |  | O | Institutional Knowledge
| 201 SAMMY ST , WOOLWICH TWP, NJ, 08085-3232 | 08085-3232 | WOOLWICH TWP |  |  |  |  | 39.7458 | '-75.35322837 |  | NL |  | C |  | C |  |  |  |  | F1
| 203 SAMMY ST , WOOLWICH TWP, NJ, 08085-3232 | 08085-3232 | WOOLWICH TWP |  |  |  |  | 39.7458 | '-75.35322837 |  | NL |  | O | NOT LEAD | O | NOT LEAD |  |  |  | RRN
| 205 SAMMY ST , WOOLWICH TWP, NJ, 08085-3232 | 08085-3232 | WOOLWICH TWP |  |  |  |  | 39.7458 | '-75.35322837 |  | NL |  | C |  | P |  |  |  |  | F1
| 207 SAMMY ST , WOOLWICH TWP, NJ, 08085-3232 | 08085-3232 | WOOLWICH TWP |  |  |  |  | 39.7458 | '-75.35322837 |  | NL |  | C |  | P |  |  |  |  | F1
| 209 SAMMY ST , WOOLWICH TWP, NJ, 08085-3232 | 08085-3232 | WOOLWICH TWP |  |  |  |  | 39.7458 | '-75.35322837 |  | NL |  | O | NOT LEAD | O | NOT LEAD |  |  |  | RRN
| 211 SAMMY ST , WOOLWICH TWP, NJ, 08085-3232 | 08085-3232 | WOOLWICH TWP |  |  |  |  | 39.7458 | '-75.35322837 |  | NL |  | C |  | P |  |  |  |  | F1
| 94 HORNBEAN AVE , WOOLWICH TWP, NJ, 08085-3199 | 08085-3199 | WOOLWICH TWP |  |  |  |  | 39.727 | '-75.32673102 |  | NL |  | C |  | P |  |  |  |  | F1
| 106 HORNBEAN AVE , WOOLWICH TWP, NJ, 08085-3227 | 08085-3227 | WOOLWICH TWP |  |  |  |  | 39.7276 | '-75.32577099 |  | NL |  | C |  | P |  |  |  |  | F1
| 100 HORNBEAN AVE , WOOLWICH TWP, NJ, 08085-3227 | 08085-3227 | WOOLWICH TWP |  |  |  |  | 39.7273 | '-75.32625356 |  | NL |  | C |  | P |  |  |  |  | F1
| 199 EISENHOWER DR , WOOLWICH TWP, NJ, 08085-2605 | 08085-2605 | WOOLWICH TWP |  |  |  |  | 39.7374 | '-75.34300811 |  | NL |  | C |  | P |  |  |  |  | F1
| 180 EISENHOWER DR , WOOLWICH TWP, NJ, 08085-2604 | 08085-2604 | WOOLWICH TWP |  |  |  |  | 39.7367 | '-75.34148416 |  | NL |  | C |  | P |  |  |  |  | F1
| 1101 LEXINGTON MEWS , WOOLWICH TWP, NJ, 08085-1294 | 08085-1294 | WOOLWICH TWP |  |  |  |  | 39.7408 | '-75.32396822 |  | NL |  | C |  | P |  |  |  |  | F1
| 102 HORNBEAN AVE , WOOLWICH TWP, NJ, 08085-3227 | 08085-3227 | WOOLWICH TWP |  |  |  |  | 39.7274 | '-75.32609273 |  | NL |  | C |  | P |  |  |  |  | F1
| 301 SAMMY ST , WOOLWICH TWP, NJ, 08085-3234 | 08085-3234 | WOOLWICH TWP |  |  |  |  | 39.7458 | '-75.35322837 |  | NL |  | C |  | P |  |  |  |  | F1
| 303 SAMMY ST , WOOLWICH TWP, NJ, 08085-3234 | 08085-3234 | WOOLWICH TWP |  |  |  |  | 39.7458 | '-75.35322837 |  | NL |  | C |  | P |  |  |  |  | F1
| 305 SAMMY ST , WOOLWICH TWP, NJ, 08085-3234 | 08085-3234 | WOOLWICH TWP |  |  |  |  | 39.7458 | '-75.35322837 |  | NL |  | C |  | P |  |  |  |  | F1
| 307 SAMMY ST , WOOLWICH TWP, NJ, 08085-3234 | 08085-3234 | WOOLWICH TWP |  |  |  |  | 39.7458 | '-75.35322837 |  | NL |  | C |  | P |  |  |  |  | F1
| 309 SAMMY ST , WOOLWICH TWP, NJ, 08085-3234 | 08085-3234 | WOOLWICH TWP |  |  |  |  | 39.7458 | '-75.35322837 |  | NL |  | C |  | P |  |  |  |  | F1
| 311 SAMMY ST , WOOLWICH TWP, NJ, 08085-3234 | 08085-3234 | WOOLWICH TWP |  |  |  |  | 39.7458 | '-75.35322837 |  | NL |  | C |  | P |  |  |  |  | F1
| 303 LEXINGTON RD BLDG 4, WOOLWICH TWP, NJ, 08085 | 08085 | WOOLWICH TWP |  |  |  |  | 39.7394 | '-75.32595417 |  | NL |  | O | NOT LEAD | O | NOT LEAD |  |  |  | O | Institutional Knowledge
| 1206 LEXINGTON MEWS , WOOLWICH TWP, NJ, 08085-1295 | 08085-1295 | WOOLWICH TWP |  |  |  |  | 39.7409 | '-75.32372351 |  | NL |  | C |  | P |  |  |  |  | F1
| 1205 LEXINGTON MEWS , WOOLWICH TWP, NJ, 08085-1295 | 08085-1295 | WOOLWICH TWP |  |  |  |  | 39.741 | '-75.32374998 |  | NL |  | C |  | P |  |  |  |  | F1
| 179 EISENHOWER DR , WOOLWICH TWP, NJ, 08085-2605 | 08085-2605 | WOOLWICH TWP |  |  |  |  | 39.7363 | '-75.3414489 |  | NL |  | P |  | P |  |  |  |  | F1
| 188 EISENHOWER DR , WOOLWICH TWP, NJ, 08085-2604 | 08085-2604 | WOOLWICH TWP |  |  |  |  | 39.7371 | '-75.34207798 |  | NL |  | C |  | P |  |  |  |  | F1
| 92 HORNBEAN AVE , WOOLWICH TWP, NJ, 08085-3199 | 08085-3199 | WOOLWICH TWP |  |  |  |  | 39.7269 | '-75.32689185 |  | NL |  | O | NOT LEAD | P |  |  |  |  | RRN, F1
| 6 WALNUT WAY , WOOLWICH TWP, NJ, 08085-3229 | 08085-3229 | WOOLWICH TWP |  |  |  |  | 39.7458 | '-75.35322837 |  | NL |  | C |  | P |  |  |  |  | F1
| 96 HORNBEAN AVE , WOOLWICH TWP, NJ, 08085-3199 | 08085-3199 | WOOLWICH TWP |  |  |  |  | 39.727 | '-75.32651889 |  | NL |  | C |  | P |  |  |  |  | F1
| 1204 LEXINGTON MEWS , WOOLWICH TWP, NJ, 08085-1295 | 08085-1295 | WOOLWICH TWP |  |  |  |  | 39.741 | '-75.32378536 |  | NL |  | O | NOT LEAD | C |  |  |  |  | RRN, F1
| 181 EISENHOWER DR , WOOLWICH TWP, NJ, 08085-2605 | 08085-2605 | WOOLWICH TWP |  |  |  |  | 39.7364 | '-75.34171732 |  | NL |  | C |  | P |  |  |  |  | F1
| 91 HORNBEAN AVE , WOOLWICH TWP, NJ, 08085-3198 | 08085-3198 | WOOLWICH TWP |  |  |  |  | 39.7271 | '-75.3271725 |  | NL |  | C |  | P |  |  |  |  | F1
| 1201 LEXINGTON MEWS , WOOLWICH TWP, NJ, 08085-1295 | 08085-1295 | WOOLWICH TWP |  |  |  |  | 39.741 | '-75.3238309 |  | NL |  | C |  | P |  |  |  |  | F1
| 901 LEXINGTON MEWS , WOOLWICH TWP, NJ, 08085-1290 | 08085-1290 | WOOLWICH TWP |  |  |  |  | 39.74 | '-75.32594451 |  | NL |  | C |  | P |  |  |  |  | F1
| 902 LEXINGTON MEWS , WOOLWICH TWP, NJ, 08085-1290 | 08085-1290 | WOOLWICH TWP |  |  |  |  | 39.7411 | '-75.32479436 |  | NL |  | C |  | P |  |  |  |  | F1
| 98 HORNBEAN AVE , WOOLWICH TWP, NJ, 08085-3199 | 08085-3199 | WOOLWICH TWP |  |  |  |  | 39.7272 | '-75.32640971 |  | NL |  | C |  | P |  |  |  |  | F1
| 203 AMESBURY BLVD , WOOLWICH TWP, NJ, 08085-2603 | 08085-2603 | WOOLWICH TWP |  |  |  |  | 39.7405 | '-75.33881496 |  | NL |  | O | NOT LEAD | O | NOT LEAD |  |  |  | RRN
| 501 EVELYN WAY , WOOLWICH TWP, NJ, 08085-3237 | 08085-3237 | WOOLWICH TWP |  |  |  |  | 39.7478 | '-75.31110005 |  | NL |  | C |  | P |  |  |  |  | F1
| 503 EVELYN WAY , WOOLWICH TWP, NJ, 08085-3237 | 08085-3237 | WOOLWICH TWP |  |  |  |  | 39.7478 | '-75.31110005 |  | NL |  | C |  | O | NOT LEAD |  |  |  | F1, RRN
| 505 EVELYN WAY , WOOLWICH TWP, NJ, 08085-3237 | 08085-3237 | WOOLWICH TWP |  |  |  |  | 39.7478 | '-75.31110005 |  | NL |  | C |  | P |  |  |  |  | F1
| 507 EVELYN WAY , WOOLWICH TWP, NJ, 08085-3237 | 08085-3237 | WOOLWICH TWP |  |  |  |  | 39.7478 | '-75.31110005 |  | NL |  | C |  | C |  |  |  |  | F1
| 509 EVELYN WAY , WOOLWICH TWP, NJ, 08085-3237 | 08085-3237 | WOOLWICH TWP |  |  |  |  | 39.7478 | '-75.31110005 |  | NL |  | C |  | P |  |  |  |  | F1
| 511 EVELYN WAY , WOOLWICH TWP, NJ, 08085-3237 | 08085-3237 | WOOLWICH TWP |  |  |  |  | 39.7478 | '-75.31110005 |  | NL |  | C |  | C |  |  |  |  | F1
| 513 EVELYN WAY , WOOLWICH TWP, NJ, 08085-3237 | 08085-3237 | WOOLWICH TWP |  |  |  |  | 39.7478 | '-75.31110005 |  | NL |  | C |  | P |  |  |  |  | F1
| 1002 LEXINGTON MEWS , WOOLWICH TWP, NJ, 08085-1291 | 08085-1291 | WOOLWICH TWP |  |  |  |  | 39.7408 | '-75.32395352 |  | NL |  | C |  | P |  |  |  |  | F1
| 1203 LEXINGTON MEWS , WOOLWICH TWP, NJ, 08085-1295 | 08085-1295 | WOOLWICH TWP |  |  |  |  | 39.741 | '-75.32377405 |  | NL |  | C |  | P |  |  |  |  | F1
| 1103 LEXINGTON MEWS , WOOLWICH TWP, NJ, 08085-1294 | 08085-1294 | WOOLWICH TWP |  |  |  |  | 39.7409 | '-75.32403497 |  | NL |  | C |  | P |  |  |  |  | F1
| 401 SAMMY ST , WOOLWICH TWP, NJ, 08085-3236 | 08085-3236 | WOOLWICH TWP |  |  |  |  | 39.7499 | '-75.33060551 |  | NL |  | C |  | P |  |  |  |  | F1
| 403 SAMMY ST , WOOLWICH TWP, NJ, 08085-3236 | 08085-3236 | WOOLWICH TWP |  |  |  |  | 39.7499 | '-75.33060551 |  | NL |  | C |  | P |  |  |  |  | F1
| 405 SAMMY ST , WOOLWICH TWP, NJ, 08085-3236 | 08085-3236 | WOOLWICH TWP |  |  |  |  | 39.7499 | '-75.33060551 |  | NL |  | C |  | P |  |  |  |  | F1
| 407 SAMMY ST , WOOLWICH TWP, NJ, 08085-3236 | 08085-3236 | WOOLWICH TWP |  |  |  |  | 39.7499 | '-75.33060551 |  | NL |  | C |  | P |  |  |  |  | F1
| 409 SAMMY ST , WOOLWICH TWP, NJ, 08085-3236 | 08085-3236 | WOOLWICH TWP |  |  |  |  | 39.7499 | '-75.33060551 |  | NL |  | O | NOT LEAD | P |  |  |  |  | RRN, F1
| 411 SAMMY ST , WOOLWICH TWP, NJ, 08085-3236 | 08085-3236 | WOOLWICH TWP |  |  |  |  | 39.7499 | '-75.33060551 |  | NL |  | C |  | P |  |  |  |  | F1
| 907 LEXINGTON MEWS , WOOLWICH TWP, NJ, 08085-1290 | 08085-1290 | WOOLWICH TWP |  |  |  |  | 39.7406 | '-75.324638 |  | NL |  | C |  | P |  |  |  |  | F1
| 1202 LEXINGTON MEWS , WOOLWICH TWP, NJ, 08085-1295 | 08085-1295 | WOOLWICH TWP |  |  |  |  | 39.7411 | '-75.32382404 |  | NL |  | C |  | P |  |  |  |  | F1
| 601 EVELYN WAY , WOOLWICH TWP, NJ, 08085-3238 | 08085-3238 | WOOLWICH TWP |  |  |  |  | 39.7478 | '-75.31110005 |  | NL |  | C |  | P |  |  |  |  | F1
| 603 EVELYN WAY , WOOLWICH TWP, NJ, 08085-3238 | 08085-3238 | WOOLWICH TWP |  |  |  |  | 39.7478 | '-75.31110005 |  | NL |  | C |  | P |  |  |  |  | F1
| 605 EVELYN WAY , WOOLWICH TWP, NJ, 08085-3238 | 08085-3238 | WOOLWICH TWP |  |  |  |  | 39.7478 | '-75.31110005 |  | NL |  | C |  | P |  |  |  |  | F1
| 607 EVELYN WAY , WOOLWICH TWP, NJ, 08085-3238 | 08085-3238 | WOOLWICH TWP |  |  |  |  | 39.7478 | '-75.31110005 |  | NL |  | C |  | P |  |  |  |  | F1
| 609 EVELYN WAY , WOOLWICH TWP, NJ, 08085-3238 | 08085-3238 | WOOLWICH TWP |  |  |  |  | 39.7478 | '-75.31110005 |  | NL |  | O | NOT LEAD | P |  |  |  |  | RRN, F1
| 611 EVELYN WAY , WOOLWICH TWP, NJ, 08085-3238 | 08085-3238 | WOOLWICH TWP |  |  |  |  | 39.7478 | '-75.31110005 |  | NL |  | C |  | P |  |  |  |  | F1
| 703 LEXINGTON MEWS , WOOLWICH TWP, NJ, 08085-1288 | 08085-1288 | WOOLWICH TWP |  |  |  |  | 39.74 | '-75.32594451 |  | NL |  | C |  | P |  |  |  |  | F1
| 1001 LEXINGTON MEWS , WOOLWICH TWP, NJ, 08085-1291 | 08085-1291 | WOOLWICH TWP |  |  |  |  | 39.7407 | '-75.32256537 |  | NL |  | P |  | P |  |  |  |  | F1
| 1402 LEXINGTON MEWS , WOOLWICH TWP, NJ, 08085-1316 | 08085-1316 | WOOLWICH TWP |  |  |  |  | 39.74 | '-75.32594321 |  | NL |  | C |  | P |  |  |  |  | F1
| 1403 LEXINGTON MEWS , WOOLWICH TWP, NJ, 08085-1316 | 08085-1316 | WOOLWICH TWP |  |  |  |  | 39.74 | '-75.32594386 |  | NL |  | P |  | C |  |  |  |  | F1
| 332 TAFT DR , WOOLWICH TWP, NJ, 08085-2606 | 08085-2606 | WOOLWICH TWP |  |  |  |  | 39.7478 | '-75.31110005 |  | NL |  | C |  | P |  |  |  |  | F1
| 183 EISENHOWER DR , WOOLWICH TWP, NJ, 08085-2605 | 08085-2605 | WOOLWICH TWP |  |  |  |  | 39.7478 | '-75.31110005 |  | NL |  | C |  | P |  |  |  |  | F1
| 504 SAMMY ST , WOOLWICH TWP, NJ, 08085-3240 | 08085-3240 | WOOLWICH TWP |  |  |  |  | 39.7478 | '-75.31110005 |  | NL |  | C |  | P |  |  |  |  | F1
| 506 SAMMY ST , WOOLWICH TWP, NJ, 08085-3240 | 08085-3240 | WOOLWICH TWP |  |  |  |  | 39.7478 | '-75.31110005 |  | NL |  | C |  | P |  |  |  |  | F1
| 508 SAMMY ST , WOOLWICH TWP, NJ, 08085-3240 | 08085-3240 | WOOLWICH TWP |  |  |  |  | 39.7478 | '-75.31110005 |  | NL |  | C |  | P |  |  |  |  | F1
| 510 SAMMY ST , WOOLWICH TWP, NJ, 08085-3240 | 08085-3240 | WOOLWICH TWP |  |  |  |  | 39.7478 | '-75.31110005 |  | NL |  | C |  | C |  |  |  |  | F1
| 512 SAMMY ST , WOOLWICH TWP, NJ, 08085-3240 | 08085-3240 | WOOLWICH TWP |  |  |  |  | 39.7478 | '-75.31110005 |  | NL |  | O | NOT LEAD | P |  |  |  |  | RRN, F1
| 261 WESTON DR , WOOLWICH TWP, NJ, 08085-2611 | 08085-2611 | WOOLWICH TWP |  |  |  |  | 39.7478 | '-75.31110005 |  | NL |  | C |  | P |  |  |  |  | F1
| 511 SAMMY ST , WOOLWICH TWP, NJ, 08085-3239 | 08085-3239 | WOOLWICH TWP |  |  |  |  | 39.7478 | '-75.31110005 |  | NL |  | C |  | P |  |  |  |  | F1
| 513 SAMMY ST , WOOLWICH TWP, NJ, 08085-3239 | 08085-3239 | WOOLWICH TWP |  |  |  |  | 39.7478 | '-75.31110005 |  | NL |  | C |  | P |  |  |  |  | F1
| 1407 LEXINGTON MEWS , WOOLWICH TWP, NJ, 08085-1316 | 08085-1316 | WOOLWICH TWP |  |  |  |  | 39.74 | '-75.32594646 |  | NL |  | C |  | P |  |  |  |  | F1
| 507 SAMMY ST , WOOLWICH TWP, NJ, 08085-3239 | 08085-3239 | WOOLWICH TWP |  |  |  |  | 39.7478 | '-75.31110005 |  | NL |  | C |  | C |  |  |  |  | F1
| 509 SAMMY ST , WOOLWICH TWP, NJ, 08085-3239 | 08085-3239 | WOOLWICH TWP |  |  |  |  | 39.7478 | '-75.31110005 |  | NL |  | C |  | C |  |  |  |  | F1
| 1401 LEXINGTON MEWS , WOOLWICH TWP, NJ, 08085-1316 | 08085-1316 | WOOLWICH TWP |  |  |  |  | 39.74 | '-75.32594256 |  | NL |  | C |  | C |  |  |  |  | F1
| 505 SAMMY ST , WOOLWICH TWP, NJ, 08085-3239 | 08085-3239 | WOOLWICH TWP |  |  |  |  | 39.7478 | '-75.31110005 |  | NL |  | C |  | C |  |  |  |  | F1
| 352 TAFT DR , WOOLWICH TWP, NJ, 08085-2606 | 08085-2606 | WOOLWICH TWP |  |  |  |  | 39.7478 | '-75.31110005 |  | NL |  | C |  | C |  |  |  |  | F1
| 501 SAMMY ST , WOOLWICH TWP, NJ, 08085-3239 | 08085-3239 | WOOLWICH TWP |  |  |  |  | 39.7478 | '-75.31110005 |  | NL |  | C |  | P |  |  |  |  | F1
| 503 SAMMY ST , WOOLWICH TWP, NJ, 08085-3239 | 08085-3239 | WOOLWICH TWP |  |  |  |  | 39.7478 | '-75.31110005 |  | NL |  | C |  | P |  |  |  |  | F1
| 349 TAFT DR , WOOLWICH TWP, NJ, 08085-2607 | 08085-2607 | WOOLWICH TWP |  |  |  |  | 39.7478 | '-75.31110005 |  | NL |  | C |  | P |  |  |  |  | F1
| 202 AMESBURY BLVD , WOOLWICH TWP, NJ, 08085-2602 | 08085-2602 | WOOLWICH TWP |  |  |  |  | 39.7405 | '-75.33881496 |  | NL |  | P |  | P |  |  |  |  | F1
| 347 TAFT DR , WOOLWICH TWP, NJ, 08085-2607 | 08085-2607 | WOOLWICH TWP |  |  |  |  | 39.7478 | '-75.31110005 |  | NL |  | C |  | P |  |  |  |  | F1
| 195 AMESBURY BLVD , WOOLWICH TWP, NJ, 08085-2601 | 08085-2601 | WOOLWICH TWP |  |  |  |  | 39.7405 | '-75.33881496 |  | NL |  | O | NOT LEAD | P |  |  |  |  | RRN, F1
| 609 SAMMY ST , WOOLWICH TWP, NJ, 08085-3241 | 08085-3241 | WOOLWICH TWP |  |  |  |  | 39.7478 | '-75.31110005 |  | NL |  | O | NOT LEAD | P |  |  |  |  | RRN, F1
| 611 SAMMY ST , WOOLWICH TWP, NJ, 08085-3241 | 08085-3241 | WOOLWICH TWP |  |  |  |  | 39.7478 | '-75.31110005 |  | NL |  | O | NOT LEAD | P |  |  |  |  | RRN, F1
| 613 SAMMY ST , WOOLWICH TWP, NJ, 08085-3241 | 08085-3241 | WOOLWICH TWP |  |  |  |  | 39.7478 | '-75.31110005 |  | NL |  | O | NOT LEAD | P |  |  |  |  | RRN, F1
| 605 SAMMY ST , WOOLWICH TWP, NJ, 08085-3241 | 08085-3241 | WOOLWICH TWP |  |  |  |  | 39.7478 | '-75.31110005 |  | NL |  | C |  | P |  |  |  |  | F1
| 607 SAMMY ST , WOOLWICH TWP, NJ, 08085-3241 | 08085-3241 | WOOLWICH TWP |  |  |  |  | 39.7478 | '-75.31110005 |  | NL |  | C |  | P |  |  |  |  | F1
| 354 TAFT DR , WOOLWICH TWP, NJ, 08085-2606 | 08085-2606 | WOOLWICH TWP |  |  |  |  | 39.7478 | '-75.31110005 |  | NL |  | O | NOT LEAD | P |  |  |  |  | RRN, F1
| 601 SAMMY ST , WOOLWICH TWP, NJ, 08085-3241 | 08085-3241 | WOOLWICH TWP |  |  |  |  | 39.7478 | '-75.31110005 |  | NL |  | C |  | P |  |  |  |  | F1
| 603 SAMMY ST , WOOLWICH TWP, NJ, 08085-3241 | 08085-3241 | WOOLWICH TWP |  |  |  |  | 39.7478 | '-75.31110005 |  | NL |  | O | NOT LEAD | O | NOT LEAD |  |  |  | RRN
| 204 WESTON DR , WOOLWICH TWP, NJ, 08085-2610 | 08085-2610 | WOOLWICH TWP |  |  |  |  | 39.7478 | '-75.31110005 |  | NL |  | C |  | P |  |  |  |  | F1
| 212 WESTON DR , WOOLWICH TWP, NJ, 08085-2610 | 08085-2610 | WOOLWICH TWP |  |  |  |  | 39.7478 | '-75.31110005 |  | NL |  | C |  | P |  |  |  |  | F1
| 1404 LEXINGTON MEWS , WOOLWICH TWP, NJ, 08085-1316 | 08085-1316 | WOOLWICH TWP |  |  |  |  | 39.74 | '-75.32594451 |  | NL |  | P |  | O | NOT LEAD |  |  |  | F1, RRN
| 237 WESTON DR , WOOLWICH TWP, NJ, 08085-2611 | 08085-2611 | WOOLWICH TWP |  |  |  |  | 39.7478 | '-75.31110005 |  | NL |  | P |  | P |  |  |  |  | F1
| 229 WESTON DR , WOOLWICH TWP, NJ, 08085-2611 | 08085-2611 | WOOLWICH TWP |  |  |  |  | 39.7478 | '-75.31110005 |  | NL |  | O | NOT LEAD | O | NOT LEAD |  |  |  | RRN
| 225 WESTON DR , WOOLWICH TWP, NJ, 08085-2611 | 08085-2611 | WOOLWICH TWP |  |  |  |  | 39.7478 | '-75.31110005 |  | NL |  | O | NOT LEAD | O | NOT LEAD |  |  |  | RRN
| 345 TAFT DR , WOOLWICH TWP, NJ, 08085-2607 | 08085-2607 | WOOLWICH TWP |  |  |  |  | 39.7478 | '-75.31110005 |  | NL |  | O | NOT LEAD | O | NOT LEAD |  |  |  | RRN
| 204 AMESBURY BLVD , WOOLWICH TWP, NJ, 08085-2602 | 08085-2602 | WOOLWICH TWP |  |  |  |  | 39.7405 | '-75.33881496 |  | NL |  | O | NOT LEAD | P |  |  |  |  | F1
| 600 SAMMY ST , WOOLWICH TWP, NJ, 08085-3242 | 08085-3242 | WOOLWICH TWP |  |  |  |  | 39.7478 | '-75.31110005 |  | NL |  | C |  | P |  |  |  |  | F1
| 602 SAMMY ST , WOOLWICH TWP, NJ, 08085-3242 | 08085-3242 | WOOLWICH TWP |  |  |  |  | 39.7478 | '-75.31110005 |  | NL |  | C |  | P |  |  |  |  | F1
| 604 SAMMY ST , WOOLWICH TWP, NJ, 08085-3242 | 08085-3242 | WOOLWICH TWP |  |  |  |  | 39.7478 | '-75.31110005 |  | NL |  | O | NOT LEAD | O | NOT LEAD |  |  |  | RRN
| 606 SAMMY ST , WOOLWICH TWP, NJ, 08085-3242 | 08085-3242 | WOOLWICH TWP |  |  |  |  | 39.7478 | '-75.31110005 |  | NL |  | O | NOT LEAD | O | NOT LEAD |  |  |  | RRN
| 608 SAMMY ST , WOOLWICH TWP, NJ, 08085-3242 | 08085-3242 | WOOLWICH TWP |  |  |  |  | 39.7478 | '-75.31110005 |  | NL |  | C |  | P |  |  |  |  | F1
| 610 SAMMY ST , WOOLWICH TWP, NJ, 08085-3242 | 08085-3242 | WOOLWICH TWP |  |  |  |  | 39.7478 | '-75.31110005 |  | NL |  | O | NOT LEAD | O | NOT LEAD |  |  |  | RRN
| 217 WESTON DR , WOOLWICH TWP, NJ, 08085-2611 | 08085-2611 | WOOLWICH TWP |  |  |  |  | 39.7478 | '-75.31110005 |  | NL |  | C |  | P |  |  |  |  | F1
| 612 SAMMY ST , WOOLWICH TWP, NJ, 08085-3242 | 08085-3242 | WOOLWICH TWP |  |  |  |  | 39.7478 | '-75.31110005 |  | NL |  | O | NOT LEAD | O | NOT LEAD |  |  |  | RRN
| 211 WESTON DR , WOOLWICH TWP, NJ, 08085-2611 | 08085-2611 | WOOLWICH TWP |  |  |  |  | 39.7478 | '-75.31110005 |  | NL |  | O | NOT LEAD | O | NOT LEAD |  |  |  | RRN
| 252 WESTON DR , WOOLWICH TWP, NJ, 08085-2610 | 08085-2610 | WOOLWICH TWP |  |  |  |  | 39.7478 | '-75.31110005 |  | NL |  | C |  | P |  |  |  |  | F1
| 245 WESTON DR , WOOLWICH TWP, NJ, 08085-2611 | 08085-2611 | WOOLWICH TWP |  |  |  |  | 39.7478 | '-75.31110005 |  | NL |  | O | NOT LEAD | O | NOT LEAD |  |  |  | RRN
| 164 WESTON DR , WOOLWICH TWP, NJ, 08085-2609 | 08085-2609 | WOOLWICH TWP |  |  |  |  | 39.7478 | '-75.31110005 |  | NL |  | C |  | P |  |  |  |  | F1
| 160 WESTON DR , WOOLWICH TWP, NJ, 08085-2609 | 08085-2609 | WOOLWICH TWP |  |  |  |  | 39.7478 | '-75.31110005 |  | NL |  | C |  | P |  |  |  |  | F1
| 220 WESTON DR , WOOLWICH TWP, NJ, 08085-2610 | 08085-2610 | WOOLWICH TWP |  |  |  |  | 39.7478 | '-75.31110005 |  | NL |  | P |  | P |  |  |  |  | F1
| 1406 LEXINGTON MEWS , WOOLWICH TWP, NJ, 08085-1316 | 08085-1316 | WOOLWICH TWP |  |  |  |  | 39.74 | '-75.32594581 |  | NL |  | C |  | P |  |  |  |  | F1
| 200 WESTON DR , WOOLWICH TWP, NJ, 08085-2610 | 08085-2610 | WOOLWICH TWP |  |  |  |  | 39.7478 | '-75.31110005 |  | NL |  | O | NOT LEAD | P |  |  |  |  | RRN, F1
| 351 TAFT DR , WOOLWICH TWP, NJ, 08085-2607 | 08085-2607 | WOOLWICH TWP |  |  |  |  | 39.7478 | '-75.31110005 |  | NL |  | C |  | C |  |  |  |  | F1
| 329 TAFT DR , WOOLWICH TWP, NJ, 08085-2607 | 08085-2607 | WOOLWICH TWP |  |  |  |  | 39.7478 | '-75.31110005 |  | NL |  | C |  | C |  |  |  |  | F1
| 241 WESTON DR , WOOLWICH TWP, NJ, 08085-2611 | 08085-2611 | WOOLWICH TWP |  |  |  |  | 39.7478 | '-75.31110005 |  | NL |  | C |  | P |  |  |  |  | F1
| 1408 LEXINGTON MEWS , WOOLWICH TWP, NJ, 08085-1316 | 08085-1316 | WOOLWICH TWP |  |  |  |  | 39.7411 | '-75.32307938 |  | NL |  | C |  | P |  |  |  |  | F1
| 500 DALTON DR , WOOLWICH TWP, NJ, 08085-3249 | 08085-3249 | WOOLWICH TWP |  |  |  |  | 39.7478 | '-75.31110005 |  | NL |  | C |  | C |  |  |  |  | F1
| 221 WESTON DR , WOOLWICH TWP, NJ, 08085-2611 | 08085-2611 | WOOLWICH TWP |  |  |  |  | 39.7273 | '-75.330076 |  | NL |  | P |  | P |  |  |  |  | F1
| 502 DALTON DR , WOOLWICH TWP, NJ, 08085-3249 | 08085-3249 | WOOLWICH TWP |  |  |  |  | 39.7478 | '-75.31110005 |  | NL |  | C |  | C |  |  |  |  | F1
| 504 DALTON DR , WOOLWICH TWP, NJ, 08085-3249 | 08085-3249 | WOOLWICH TWP |  |  |  |  | 39.7478 | '-75.31110005 |  | NL |  | C |  | P |  |  |  |  | F1
| 506 DALTON DR , WOOLWICH TWP, NJ, 08085-3249 | 08085-3249 | WOOLWICH TWP |  |  |  |  | 39.7478 | '-75.31110005 |  | NL |  | C |  | P |  |  |  |  | F1
| 156 WESTON DR , WOOLWICH TWP, NJ, 08085-2609 | 08085-2609 | WOOLWICH TWP |  |  |  |  | 39.7263 | '-75.328868 |  | NL |  | P |  | P |  |  |  |  | F1
| 40 VILLAGE GREEN DR , WOOLWICH TWP, NJ, 08085-3251 | 08085-3251 | WOOLWICH TWP |  |  |  |  | 39.7364 | '-75.32377362 |  | NL |  | O | NOT LEAD | O | NOT LEAD |  |  |  | O | Institutional Knowledge
| 1504 LEXINGTON MEWS , WOOLWICH TWP, NJ, 08085-1317 | 08085-1317 | WOOLWICH TWP |  |  |  |  | 39.7412 | '-75.32317453 |  | NL |  | P |  | P |  |  |  |  | F1
| 334 TAFT DR , WOOLWICH TWP, NJ, 08085-2606 | 08085-2606 | WOOLWICH TWP |  |  |  |  | 39.736 | '-75.342748 |  | NL |  | P |  | P |  |  |  |  | F1
| 508 DALTON DR , WOOLWICH TWP, NJ, 08085-3249 | 08085-3249 | WOOLWICH TWP |  |  |  |  | 39.7478 | '-75.31110005 |  | NL |  | O | NOT LEAD | P |  |  |  |  | RRN, F1
| 510 DALTON DR , WOOLWICH TWP, NJ, 08085-3249 | 08085-3249 | WOOLWICH TWP |  |  |  |  | 39.7478 | '-75.31110005 |  | NL |  | P |  | P |  |  |  |  | F1
| 512 DALTON DR , WOOLWICH TWP, NJ, 08085-3249 | 08085-3249 | WOOLWICH TWP |  |  |  |  | 39.7478 | '-75.31110005 |  | NL |  | P |  | P |  |  |  |  | F1
| 514 DALTON DR , WOOLWICH TWP, NJ, 08085-3249 | 08085-3249 | WOOLWICH TWP |  |  |  |  | 39.7478 | '-75.31110005 |  | NL |  | O | NOT LEAD | P |  |  |  |  | RRN, F1
| 152 WESTON DR , WOOLWICH TWP, NJ, 08085-2609 | 08085-2609 | WOOLWICH TWP |  |  |  |  | 39.7261 | '-75.328822 |  | NL |  | C |  | P |  |  |  |  | F1
| 1505 LEXINGTON MEWS , WOOLWICH TWP, NJ, 08085-1317 | 08085-1317 | WOOLWICH TWP |  |  |  |  | 39.7412 | '-75.32317551 |  | NL |  | O | NOT LEAD | O | NOT LEAD |  |  |  | RRN
| 253 WESTON DR , WOOLWICH TWP, NJ, 08085-2611 | 08085-2611 | WOOLWICH TWP |  |  |  |  | 39.7285 | '-75.331234 |  | NL |  | O | NOT LEAD | C |  |  |  |  | RRN, F1
| 233 WESTON DR , WOOLWICH TWP, NJ, 08085-2611 | 08085-2611 | WOOLWICH TWP |  |  |  |  | 39.7278 | '-75.330523 |  | NL |  | O | NOT LEAD | O | NOT LEAD |  |  |  | RRN
| 248 WESTON DR , WOOLWICH TWP, NJ, 08085-2610 | 08085-2610 | WOOLWICH TWP |  |  |  |  | 39.7284 | '-75.33083 |  | NL |  | C |  | P |  |  |  |  | F1
| 249 WESTON DR , WOOLWICH TWP, NJ, 08085-2611 | 08085-2611 | WOOLWICH TWP |  |  |  |  | 39.7283 | '-75.331054 |  | NL |  | C |  | P |  |  |  |  | F1
| 240 WESTON DR , WOOLWICH TWP, NJ, 08085-2610 | 08085-2610 | WOOLWICH TWP |  |  |  |  | 39.7282 | '-75.330525 |  | NL |  | P |  | P |  |  |  |  | F1
| 331 TAFT DR , WOOLWICH TWP, NJ, 08085-2607 | 08085-2607 | WOOLWICH TWP |  |  |  |  | 39.7366 | '-75.34337883 |  | NL |  | O | NOT LEAD | O | NOT LEAD |  |  |  | RRN
| 228 WESTON DR , WOOLWICH TWP, NJ, 08085-2610 | 08085-2610 | WOOLWICH TWP |  |  |  |  | 39.7278 | '-75.330166 |  | NL |  | O | NOT LEAD | O | NOT LEAD |  |  |  | RRN
| 396 HIGH HILL RD , WOOLWICH TWP, NJ, 08085-1782 | 08085-1782 | WOOLWICH TWP |  |  |  |  | 39.7541 | '-75.3396997 |  | NL |  | C |  | C |  |  |  |  | F1
| 330 TAFT DR , WOOLWICH TWP, NJ, 08085-2606 | 08085-2606 | WOOLWICH TWP |  |  |  |  | 39.7357 | '-75.34243 |  | NL |  | O | NOT LEAD | O | NOT LEAD |  |  |  | RRN
| 1503 LEXINGTON MEWS , WOOLWICH TWP, NJ, 08085-1317 | 08085-1317 | WOOLWICH TWP |  |  |  |  | 39.7412 | '-75.32317356 |  | NL |  | O | NOT LEAD | O | NOT LEAD |  |  |  | RRN
| 342 TAFT DR , WOOLWICH TWP, NJ, 08085-2606 | 08085-2606 | WOOLWICH TWP |  |  |  |  | 39.7363 | '-75.343387 |  | NL |  | C |  | P |  |  |  |  | F1
| 335 TAFT DR , WOOLWICH TWP, NJ, 08085-2607 | 08085-2607 | WOOLWICH TWP |  |  |  |  | 39.7368 | '-75.34338597 |  | NL |  | C |  | P |  |  |  |  | F1
| 400 DALTON DR , WOOLWICH TWP, NJ, 08085-3248 | 08085-3248 | WOOLWICH TWP |  |  |  |  | 39.7478 | '-75.31110005 |  | NL |  | C |  | P |  |  |  |  | F1
| 402 DALTON DR , WOOLWICH TWP, NJ, 08085-3248 | 08085-3248 | WOOLWICH TWP |  |  |  |  | 39.7478 | '-75.31110005 |  | NL |  | P |  | P |  |  |  |  | F1
| 404 DALTON DR , WOOLWICH TWP, NJ, 08085-3248 | 08085-3248 | WOOLWICH TWP |  |  |  |  | 39.7478 | '-75.31110005 |  | NL |  | C |  | P |  |  |  |  | F1
| 406 DALTON DR , WOOLWICH TWP, NJ, 08085-3248 | 08085-3248 | WOOLWICH TWP |  |  |  |  | 39.7478 | '-75.31110005 |  | NL |  | C |  | P |  |  |  |  | F1
| 408 DALTON DR , WOOLWICH TWP, NJ, 08085-3248 | 08085-3248 | WOOLWICH TWP |  |  |  |  | 39.7478 | '-75.31110005 |  | NL |  | C |  | P |  |  |  |  | F1
| 410 DALTON DR , WOOLWICH TWP, NJ, 08085-3248 | 08085-3248 | WOOLWICH TWP |  |  |  |  | 39.7478 | '-75.31110005 |  | NL |  | C |  | P |  |  |  |  | F1
| 1405 LEXINGTON MEWS , WOOLWICH TWP, NJ, 08085-1316 | 08085-1316 | WOOLWICH TWP |  |  |  |  | 39.7411 | '-75.32307743 |  | NL |  | C |  | P |  |  |  |  | F1
| 207 WESTON DR , WOOLWICH TWP, NJ, 08085-2611 | 08085-2611 | WOOLWICH TWP |  |  |  |  | 39.7269 | '-75.329676 |  | NL |  | P |  | P |  |  |  |  | F1
| 256 WESTON DR , WOOLWICH TWP, NJ, 08085-2610 | 08085-2610 | WOOLWICH TWP |  |  |  |  | 39.7287 | '-75.331089 |  | NL |  | P |  | P |  |  |  |  | F1
| 348 TAFT DR , WOOLWICH TWP, NJ, 08085-2606 | 08085-2606 | WOOLWICH TWP |  |  |  |  | 39.7368 | '-75.343905 |  | NL |  | C |  | P |  |  |  |  | F1
| 1507 LEXINGTON MEWS , WOOLWICH TWP, NJ, 08085-1317 | 08085-1317 | WOOLWICH TWP |  |  |  |  | 39.7412 | '-75.32317745 |  | NL |  | P |  | P |  |  |  |  | F1
| 339 TAFT DR , WOOLWICH TWP, NJ, 08085-2607 | 08085-2607 | WOOLWICH TWP |  |  |  |  | 39.7371 | '-75.34367247 |  | NL |  | P |  | P |  |  |  |  | F1
| 208 WESTON DR , WOOLWICH TWP, NJ, 08085-2610 | 08085-2610 | WOOLWICH TWP |  |  |  |  | 39.7271 | '-75.329465 |  | NL |  | P |  | P |  |  |  |  | F1
| 1506 LEXINGTON MEWS , WOOLWICH TWP, NJ, 08085-1317 | 08085-1317 | WOOLWICH TWP |  |  |  |  | 39.7412 | '-75.32317648 |  | NL |  | P |  | P |  |  |  |  | F1
| 232 WESTON DR , WOOLWICH TWP, NJ, 08085-2610 | 08085-2610 | WOOLWICH TWP |  |  |  |  | 39.7279 | '-75.330275 |  | NL |  | P |  | P |  |  |  |  | F1
| 1508 LEXINGTON MEWS , WOOLWICH TWP, NJ, 08085-1317 | 08085-1317 | WOOLWICH TWP |  |  |  |  | 39.7412 | '-75.32317802 |  | NL |  | O | NOT LEAD | P |  |  |  |  | RRN, F1
| 337 TAFT DR , WOOLWICH TWP, NJ, 08085-2607 | 08085-2607 | WOOLWICH TWP |  |  |  |  | 39.7369 | '-75.34361151 |  | NL |  | P |  | P |  |  |  |  | F1
| 216 WESTON DR , WOOLWICH TWP, NJ, 08085-2610 | 08085-2610 | WOOLWICH TWP |  |  |  |  | 39.7274 | '-75.329716 |  | NL |  | P |  | P |  |  |  |  | F1
| 224 WESTON DR , WOOLWICH TWP, NJ, 08085-2610 | 08085-2610 | WOOLWICH TWP |  |  |  |  | 39.7277 | '-75.330005 |  | NL |  | C |  | P |  |  |  |  | F1
| 1502 LEXINGTON MEWS , WOOLWICH TWP, NJ, 08085-1317 | 08085-1317 | WOOLWICH TWP |  |  |  |  | 39.7412 | '-75.32314068 |  | NL |  | P |  | P |  |  |  |  | F1
| 236 WESTON DR , WOOLWICH TWP, NJ, 08085-2610 | 08085-2610 | WOOLWICH TWP |  |  |  |  | 39.7281 | '-75.33043 |  | NL |  | C |  | P |  |  |  |  | F1
| 244 WESTON DR , WOOLWICH TWP, NJ, 08085-2610 | 08085-2610 | WOOLWICH TWP |  |  |  |  | 39.7283 | '-75.330662 |  | NL |  | P |  | P |  |  |  |  | F1
| 177 EISENHOWER DR , WOOLWICH TWP, NJ, 08085-2605 | 08085-2605 | WOOLWICH TWP |  |  |  |  | 39.736 | '-75.3413488 |  | NL |  | P |  | P |  |  |  |  | F1
| 300 DALTON DR , WOOLWICH TWP, NJ, 08085-3247 | 08085-3247 | WOOLWICH TWP |  |  |  |  | 39.7463 | '-75.31175017 |  | NL |  | C |  | P |  |  |  |  | F1
| 302 DALTON DR , WOOLWICH TWP, NJ, 08085-3247 | 08085-3247 | WOOLWICH TWP |  |  |  |  | 39.7463 | '-75.31175017 |  | NL |  | O | NOT LEAD | O | NOT LEAD |  |  |  | RRN
| 304 DALTON DR , WOOLWICH TWP, NJ, 08085-3247 | 08085-3247 | WOOLWICH TWP |  |  |  |  | 39.7463 | '-75.31175017 |  | NL |  | C |  | P |  |  |  |  | F1
| 308 DALTON DR , WOOLWICH TWP, NJ, 08085-3247 | 08085-3247 | WOOLWICH TWP |  |  |  |  | 39.7463 | '-75.31175017 |  | NL |  | C |  | P |  |  |  |  | F1
| 306 DALTON DR , WOOLWICH TWP, NJ, 08085-3247 | 08085-3247 | WOOLWICH TWP |  |  |  |  | 39.7463 | '-75.31175017 |  | NL |  | P |  | P |  |  |  |  | F1
| 310 DALTON DR , WOOLWICH TWP, NJ, 08085-3247 | 08085-3247 | WOOLWICH TWP |  |  |  |  | 39.7463 | '-75.31175017 |  | NL |  | P |  | P |  |  |  |  | F1
| 101A CAMBRIDGE RD LOT 1, WOOLWICH TWP, NJ, 08085 | 08085 | WOOLWICH TWP |  |  |  |  | 39.7304 | '-75.33761348 |  | NL |  | C |  | C |  |  |  |  | F1
| 346 TAFT DR , WOOLWICH TWP, NJ, 08085-2606 | 08085-2606 | WOOLWICH TWP |  |  |  |  | 39.7366 | '-75.343782 |  | NL |  | P |  | P |  |  |  |  | F1
| 1501 LEXINGTON MEWS , WOOLWICH TWP, NJ, 08085-1317 | 08085-1317 | WOOLWICH TWP |  |  |  |  | 39.7411 | '-75.32313083 |  | NL |  | P |  | P |  |  |  |  | F1
| 341 TAFT DR , WOOLWICH TWP, NJ, 08085-2607 | 08085-2607 | WOOLWICH TWP |  |  |  |  | 39.7372 | '-75.34372085 |  | NL |  | C |  | P |  |  |  |  | F1
| 205 WESTON DR , WOOLWICH TWP, NJ, 08085-2611 | 08085-2611 | WOOLWICH TWP |  |  |  |  | 39.7268 | '-75.329564 |  | NL |  | P |  | P |  |  |  |  | F1
| 343 TAFT DR , WOOLWICH TWP, NJ, 08085-2607 | 08085-2607 | WOOLWICH TWP |  |  |  |  | 39.7373 | '-75.34374937 |  | NL |  | P |  | P |  |  |  |  | F1
| 163 WESTON DR , WOOLWICH TWP, NJ, 08085-2608 | 08085-2608 | WOOLWICH TWP |  |  |  |  | 39.7265 | '-75.329315 |  | NL |  | C |  | P |  |  |  |  | F1
| 201 WESTON DR , WOOLWICH TWP, NJ, 08085-2611 | 08085-2611 | WOOLWICH TWP |  |  |  |  | 39.7267 | '-75.329435 |  | NL |  | P |  | P |  |  |  |  | F1
| 145 CAMBRIDGE BLVD , WOOLWICH TWP, NJ, 08085 | 08085 | WOOLWICH TWP |  |  |  |  | 39.7292 | '-75.333395 |  | NL |  | C |  | P |  |  |  |  | F1
| 200 DALTON DR , WOOLWICH TWP, NJ, 08085-3246 | 08085-3246 | WOOLWICH TWP |  |  |  |  | 39.7323 | '-75.323239 |  | NL |  | P |  | P |  |  |  |  | F1
| 108 DALTON DR , WOOLWICH TWP, NJ, 08085-3245 | 08085-3245 | WOOLWICH TWP |  |  |  |  | 39.7324 | '-75.323451 |  | NL |  | C |  | P |  |  |  |  | F1
| 202 DALTON DR , WOOLWICH TWP, NJ, 08085-3246 | 08085-3246 | WOOLWICH TWP |  |  |  |  | 39.7323 | '-75.323135 |  | NL |  | P |  | P |  |  |  |  | F1
| 106 DALTON DR , WOOLWICH TWP, NJ, 08085-3245 | 08085-3245 | WOOLWICH TWP |  |  |  |  | 39.7324 | '-75.32356 |  | NL |  | C |  | P |  |  |  |  | F1
| 204 DALTON DR , WOOLWICH TWP, NJ, 08085-3246 | 08085-3246 | WOOLWICH TWP |  |  |  |  | 39.7323 | '-75.323064 |  | NL |  | P |  | P |  |  |  |  | F1
| 110 DALTON DR , WOOLWICH TWP, NJ, 08085-3245 | 08085-3245 | WOOLWICH TWP |  |  |  |  | 39.7324 | '-75.323393 |  | NL |  | C |  | P |  |  |  |  | F1
| 206 DALTON DR , WOOLWICH TWP, NJ, 08085-3246 | 08085-3246 | WOOLWICH TWP |  |  |  |  | 39.7323 | '-75.323019 |  | NL |  | P |  | P |  |  |  |  | F1
| 185 EISENHOWER DR , WOOLWICH TWP, NJ, 08085-2605 | 08085-2605 | WOOLWICH TWP |  |  |  |  | 39.7366 | '-75.342002 |  | NL |  | C |  | P |  |  |  |  | F1
| 208 DALTON DR , WOOLWICH TWP, NJ, 08085-3246 | 08085-3246 | WOOLWICH TWP |  |  |  |  | 39.7323 | '-75.322949 |  | NL |  | P |  | P |  |  |  |  | F1
| 189 EISENHOWER DR , WOOLWICH TWP, NJ, 08085-2605 | 08085-2605 | WOOLWICH TWP |  |  |  |  | 39.7367 | '-75.342233 |  | NL |  | C |  | P |  |  |  |  | F1
| 210 DALTON DR , WOOLWICH TWP, NJ, 08085-3246 | 08085-3246 | WOOLWICH TWP |  |  |  |  | 39.7323 | '-75.322864 |  | NL |  | P |  | P |  |  |  |  | F1
| 260 WESTON DR , WOOLWICH TWP, NJ, 08085-2610 | 08085-2610 | WOOLWICH TWP |  |  |  |  | 39.7289 | '-75.331263 |  | NL |  | C |  | P |  |  |  |  | F1
| 159 WESTON DR , WOOLWICH TWP, NJ, 08085-2608 | 08085-2608 | WOOLWICH TWP |  |  |  |  | 39.7263 | '-75.329218 |  | NL |  | C |  | P |  |  |  |  | F1
| 125 CAMBRIDGE BLVD , WOOLWICH TWP, NJ, 08085 | 08085 | WOOLWICH TWP |  |  |  |  | 39.73 | '-75.334213 |  | NL |  | C |  | P |  |  |  |  | F1
| 153 WESTON DR , WOOLWICH TWP, NJ, 08085-2608 | 08085-2608 | WOOLWICH TWP |  |  |  |  | 39.7262 | '-75.329164 |  | NL |  | C |  | P |  |  |  |  | F1
| 266 WESTON DR , WOOLWICH TWP, NJ, 08085-2610 | 08085-2610 | WOOLWICH TWP |  |  |  |  | 39.729 | '-75.33137 |  | NL |  | C |  | P |  |  |  |  | F1
| 327 TAFT DR , WOOLWICH TWP, NJ, 08085-2607 | 08085-2607 | WOOLWICH TWP |  |  |  |  | 39.7356 | '-75.341936 |  | NL |  | C |  | P |  |  |  |  | F1
| 1304 LEXINGTON MEWS , WOOLWICH TWP, NJ, 08085-1315 | 08085-1315 | WOOLWICH TWP |  |  |  |  | 39.7411 | '-75.323758 |  | NL |  | C |  | P |  |  |  |  | F1
| 1305 LEXINGTON MEWS , WOOLWICH TWP, NJ, 08085-1315 | 08085-1315 | WOOLWICH TWP |  |  |  |  | 39.7411 | '-75.32351 |  | NL |  | C |  | P |  |  |  |  | F1
| 340 TAFT DR , WOOLWICH TWP, NJ, 08085-2606 | 08085-2606 | WOOLWICH TWP |  |  |  |  | 39.7363 | '-75.343237 |  | NL |  | C |  | P |  |  |  |  | F1
| 190 EISENHOWER DR , WOOLWICH TWP, NJ, 08085-2604 | 08085-2604 | WOOLWICH TWP |  |  |  |  | 39.7371 | '-75.342304 |  | NL |  | C |  | P |  |  |  |  | F1
| 186 EISENHOWER DR , WOOLWICH TWP, NJ, 08085-2604 | 08085-2604 | WOOLWICH TWP |  |  |  |  | 39.7369 | '-75.341978 |  | NL |  | C |  | P |  |  |  |  | F1
| 113 WEXFORD DR , WOOLWICH TWP, NJ, 08085 | 08085 | WOOLWICH TWP |  |  |  |  | 39.7285 | '-75.334551 |  | NL |  | C |  | P |  |  |  |  | F1
| 257 WESTON DR , WOOLWICH TWP, NJ, 08085-2611 | 08085-2611 | WOOLWICH TWP |  |  |  |  | 39.7285 | '-75.33131 |  | NL |  | C |  | P |  |  |  |  | F1
| 182 EISENHOWER DR , WOOLWICH TWP, NJ, 08085-2604 | 08085-2604 | WOOLWICH TWP |  |  |  |  | 39.7367 | '-75.341668 |  | NL |  | C |  | P |  |  |  |  | F1
| 193 EISENHOWER DR , WOOLWICH TWP, NJ, 08085-2605 | 08085-2605 | WOOLWICH TWP |  |  |  |  | 39.7369 | '-75.342513 |  | NL |  | C |  | P |  |  |  |  | F1
| 100 DALTON DR , WOOLWICH TWP, NJ, 08085-3245 | 08085-3245 | WOOLWICH TWP |  |  |  |  | 39.7325 | '-75.323782 |  | NL |  | C |  | P |  |  |  |  | F1
| 102 DALTON DR , WOOLWICH TWP, NJ, 08085-3245 | 08085-3245 | WOOLWICH TWP |  |  |  |  | 39.7324 | '-75.323711 |  | NL |  | C |  | P |  |  |  |  | F1
| 104 DALTON DR , WOOLWICH TWP, NJ, 08085 | 08085 | WOOLWICH TWP |  |  |  |  | 39.7324 | '-75.323629 |  | NL |  | C |  | P |  |  |  |  | F1
| 1306 LEXINGTON MEWS , WOOLWICH TWP, NJ, 08085-1315 | 08085-1315 | WOOLWICH TWP |  |  |  |  | 39.741 | '-75.323453 |  | NL |  | C |  | P |  |  |  |  | F1
| 1307 LEXINGTON MEWS , WOOLWICH TWP, NJ, 08085-1315 | 08085-1315 | WOOLWICH TWP |  |  |  |  | 39.741 | '-75.323528 |  | NL |  | C |  | P |  |  |  |  | F1
| 1308 LEXINGTON MEWS , WOOLWICH TWP, NJ, 08085-1315 | 08085-1315 | WOOLWICH TWP |  |  |  |  | 39.741 | '-75.323587 |  | NL |  | C |  | P |  |  |  |  | F1
| 338 TAFT DR , WOOLWICH TWP, NJ, 08085-2606 | 08085-2606 | WOOLWICH TWP |  |  |  |  | 39.7361 | '-75.343043 |  | NL |  | C |  | P |  |  |  |  | F1
| 191 EISENHOWER DR , WOOLWICH TWP, NJ, 08085-2605 | 08085-2605 | WOOLWICH TWP |  |  |  |  | 39.7368 | '-75.342385 |  | NL |  | C |  | P |  |  |  |  | F1
| 333 TAFT DR , WOOLWICH TWP, NJ, 08085-2607 | 08085-2607 | WOOLWICH TWP |  |  |  |  | 39.7361 | '-75.342527 |  | NL |  | C |  | P |  |  |  |  | F1
| 600 OWEN WAY , WOOLWICH TWP, NJ, 08085-3244 | 08085-3244 | WOOLWICH TWP |  |  |  |  | 39.7463 | '-75.31175 |  | NL |  | C |  | P |  |  |  |  | F1
| 602 OWEN WAY , WOOLWICH TWP, NJ, 08085-3244 | 08085-3244 | WOOLWICH TWP |  |  |  |  | 39.7463 | '-75.31175 |  | NL |  | C |  | P |  |  |  |  | F1
| 604 OWEN WAY , WOOLWICH TWP, NJ, 08085-3244 | 08085-3244 | WOOLWICH TWP |  |  |  |  | 39.7463 | '-75.31175 |  | NL |  | C |  | P |  |  |  |  | F1
| 606 OWEN WAY , WOOLWICH TWP, NJ, 08085-3244 | 08085-3244 | WOOLWICH TWP |  |  |  |  | 39.7463 | '-75.31175 |  | NL |  | C |  | P |  |  |  |  | F1
| 608 OWEN WAY , WOOLWICH TWP, NJ, 08085-3244 | 08085-3244 | WOOLWICH TWP |  |  |  |  | 39.7463 | '-75.31175 |  | NL |  | C |  | P |  |  |  |  | F1
| 610 OWEN WAY , WOOLWICH TWP, NJ, 08085-3244 | 08085-3244 | WOOLWICH TWP |  |  |  |  | 39.7463 | '-75.31175 |  | NL |  | C |  | P |  |  |  |  | F1
| 344 TAFT DR , WOOLWICH TWP, NJ, 08085-2606 | 08085-2606 | WOOLWICH TWP |  |  |  |  | 39.7365 | '-75.343581 |  | NL |  | C |  | P |  |  |  |  | F1
| 336 TAFT DR , WOOLWICH TWP, NJ, 08085-2606 | 08085-2606 | WOOLWICH TWP |  |  |  |  | 39.736 | '-75.342875 |  | NL |  | C |  | P |  |  |  |  | F1
| 187 EISENHOWER DR , WOOLWICH TWP, NJ, 08085-2605 | 08085-2605 | WOOLWICH TWP |  |  |  |  | 39.7367 | '-75.342102 |  | NL |  | C |  | P |  |  |  |  | F1
| 137 CAMBRIDGE BLVD , WOOLWICH TWP, NJ, 08085 | 08085 | WOOLWICH TWP |  |  |  |  | 39.7294 | '-75.333586 |  | NL |  | C |  | P |  |  |  |  | F1
| 328 TAFT DR , WOOLWICH TWP, NJ, 08085-2606 | 08085-2606 | WOOLWICH TWP |  |  |  |  | 39.7355 | '-75.342228 |  | NL |  | C |  | P |  |  |  |  | F1
| 500 OWEN WAY , WOOLWICH TWP, NJ, 08085-3243 | 08085-3243 | WOOLWICH TWP |  |  |  |  | 39.7463 | '-75.31175 |  | NL |  | C |  | P |  |  |  |  | F1
| 502 OWEN WAY , WOOLWICH TWP, NJ, 08085-3243 | 08085-3243 | WOOLWICH TWP |  |  |  |  | 39.7463 | '-75.31175 |  | NL |  | C |  | P |  |  |  |  | F1
| 504 OWEN WAY , WOOLWICH TWP, NJ, 08085-3243 | 08085-3243 | WOOLWICH TWP |  |  |  |  | 39.7463 | '-75.31175 |  | NL |  | C |  | C |  |  |  |  | F1
| 506 OWEN WAY , WOOLWICH TWP, NJ, 08085-3243 | 08085-3243 | WOOLWICH TWP |  |  |  |  | 39.7463 | '-75.31175 |  | NL |  | C |  | P |  |  |  |  | F1
| 508 OWEN WAY , WOOLWICH TWP, NJ, 08085-3243 | 08085-3243 | WOOLWICH TWP |  |  |  |  | 39.7463 | '-75.31175 |  | NL |  | C |  | P |  |  |  |  | F1
| 510 OWEN WAY , WOOLWICH TWP, NJ, 08085-3243 | 08085-3243 | WOOLWICH TWP |  |  |  |  | 39.7463 | '-75.31175 |  | NL |  | C |  | P |  |  |  |  | F1
| 113 CAMBRIDGE BLVD , WOOLWICH TWP, NJ, 08085 | 08085 | WOOLWICH TWP |  |  |  |  | 39.7302 | '-75.335125 |  | NL |  | C |  | P |  |  |  |  | F1
| 1303 LEXINGTON MEWS , WOOLWICH TWP, NJ, 08085-1315 | 08085-1315 | WOOLWICH TWP |  |  |  |  | 39.7411 | '-75.323662 |  | NL |  | C |  | P |  |  |  |  | F1
| 1301 LEXINGTON MEWS , WOOLWICH TWP, NJ, 08085-1315 | 08085-1315 | WOOLWICH TWP |  |  |  |  | 39.7412 | '-75.32365 |  | NL |  | C |  | P |  |  |  |  | F1
| 101 WEXFORD DR , WOOLWICH TWP, NJ, 08085 | 08085 | WOOLWICH TWP |  |  |  |  | 39.729 | '-75.334962 |  | NL |  | C |  | P |  |  |  |  | F1
| 1150 AUBURN RD , WOOLWICH TWP, NJ, 08085 | 08085 | WOOLWICH TWP |  |  |  |  | 39.7368 | '-75.32686 |  | NL |  | C |  | O | NOT LEAD |  |  |  | F1
| 122 CAMBRIDGE BLVD , WOOLWICH TWP, NJ, 08085 | 08085 | WOOLWICH TWP |  |  |  |  | 39.7299 | '-75.334554 |  | NL |  | C |  | P |  |  |  |  | F1
| 104 WEXFORD DR , WOOLWICH TWP, NJ, 08085 | 08085 | WOOLWICH TWP |  |  |  |  | 39.7288 | '-75.334418 |  | NL |  | C |  | P |  |  |  |  | F1
| 209 DALTON DR , WOOLWICH TWP, NJ, 08085-3250 | 08085-3250 | WOOLWICH TWP |  |  |  |  | 39.7325 | '-75.322814 |  | NL |  | C |  | P |  |  |  |  | F1
| 211 DALTON DR , WOOLWICH TWP, NJ, 08085-3250 | 08085-3250 | WOOLWICH TWP |  |  |  |  | 39.7325 | '-75.322729 |  | NL |  | C |  | P |  |  |  |  | F1
| 213 DALTON DR , WOOLWICH TWP, NJ, 08085-3250 | 08085-3250 | WOOLWICH TWP |  |  |  |  | 39.7325 | '-75.322673 |  | NL |  | C |  | P |  |  |  |  | F1
| 215 DALTON DR , WOOLWICH TWP, NJ, 08085-3250 | 08085-3250 | WOOLWICH TWP |  |  |  |  | 39.7325 | '-75.322637 |  | NL |  | O | NOT LEAD | O | NOT LEAD |  |  |  | RRN
| 105 WEXFORD DR , WOOLWICH TWP, NJ, 08085 | 08085 | WOOLWICH TWP |  |  |  |  | 39.7287 | '-75.334762 |  | NL |  | C |  | P |  |  |  |  | F1
| 201 DALTON DR , WOOLWICH TWP, NJ, 08085 | 08085 | WOOLWICH TWP |  |  |  |  | 39.7326 | '-75.323099 |  | NL |  | C |  | P |  |  |  |  | F1
| 203 DALTON DR , WOOLWICH TWP, NJ, 08085 | 08085 | WOOLWICH TWP |  |  |  |  | 39.7325 | '-75.323028 |  | NL |  | C |  | P |  |  |  |  | F1
| 205 DALTON DR , WOOLWICH TWP, NJ, 08085 | 08085 | WOOLWICH TWP |  |  |  |  | 39.7325 | '-75.322978 |  | NL |  | C |  | P |  |  |  |  | F1
| 207 DALTON DR , WOOLWICH TWP, NJ, 08085 | 08085 | WOOLWICH TWP |  |  |  |  | 39.7325 | '-75.32287 |  | NL |  | C |  | P |  |  |  |  | F1
| 138 CAMBRIDGE BLVD , WOOLWICH TWP, NJ, 08085 | 08085 | WOOLWICH TWP |  |  |  |  | 39.7293 | '-75.333965 |  | NL |  | C |  | P |  |  |  |  | F1
| 110 CAMBRIDGE BLVD , WOOLWICH TWP, NJ, 08085 | 08085 | WOOLWICH TWP |  |  |  |  | 39.7297 | '-75.335492 |  | NL |  | C |  | P |  |  |  |  | F1
| 149 CAMBRIDGE BLVD , WOOLWICH TWP, NJ, 08085 | 08085 | WOOLWICH TWP |  |  |  |  | 39.7289 | '-75.333203 |  | NL |  | C |  | P |  |  |  |  | F1
| 109 CAMBRIDGE BLVD , WOOLWICH TWP, NJ, 08085 | 08085 | WOOLWICH TWP |  |  |  |  | 39.7301 | '-75.335494 |  | NL |  | C |  | P |  |  |  |  | F1
| 140 WESTON DR , WOOLWICH TWP, NJ, 08085 | 08085 | WOOLWICH TWP |  |  |  |  | 39.7257 | '-75.328811 |  | NL |  | C |  | P |  |  |  |  | F1
| 144 WESTON DR , WOOLWICH TWP, NJ, 08085 | 08085 | WOOLWICH TWP |  |  |  |  | 39.7259 | '-75.328811 |  | NL |  | C |  | P |  |  |  |  | F1
| 1302 LEXINGTON MEWS , WOOLWICH TWP, NJ, 08085 | 08085 | WOOLWICH TWP |  |  |  |  | 39.7412 | '-75.323582 |  | NL |  | C |  | P |  |  |  |  | F1
| 129 WESTON DR , WOOLWICH TWP, NJ, 08085 | 08085 | WOOLWICH TWP |  |  |  |  | 39.7253 | '-75.329131 |  | NL |  | C |  | P |  |  |  |  | F1
| 145 WESTON DR , WOOLWICH TWP, NJ, 08085 | 08085 | WOOLWICH TWP |  |  |  |  | 39.726 | '-75.329133 |  | NL |  | C |  | P |  |  |  |  | F1
| 153 CAMBRIDGE BLVD , WOOLWICH TWP, NJ, 08085 | 08085 | WOOLWICH TWP |  |  |  |  | 39.7286 | '-75.33349 |  | NL |  | C |  | P |  |  |  |  | F1
| 602 VAN BUREN CT , WOOLWICH TWP, NJ, 08085 | 08085 | WOOLWICH TWP |  |  |  |  | 39.7411 | '-75.317589 |  | NL |  | C |  | P |  |  |  |  | F1
| 121 CAMBRIDGE BLVD , WOOLWICH TWP, NJ, 08085 | 08085 | WOOLWICH TWP |  |  |  |  | 39.7302 | '-75.334474 |  | NL |  | C |  | P |  |  |  |  | F1
| 136 WESTON DR , WOOLWICH TWP, NJ, 08085 | 08085 | WOOLWICH TWP |  |  |  |  | 39.7256 | '-75.328816 |  | NL |  | C |  | P |  |  |  |  | F1
| 124 WESTON DR , WOOLWICH TWP, NJ, 08085 | 08085 | WOOLWICH TWP |  |  |  |  | 39.7249 | '-75.32889 |  | NL |  | C |  | P |  |  |  |  | F1
| 609 VAN BUREN CT , WOOLWICH TWP, NJ, 08085 | 08085 | WOOLWICH TWP |  |  |  |  | 39.7411 | '-75.317589 |  | NL |  | O | NOT LEAD | O | NOT LEAD
| 612 VAN BUREN CT , WOOLWICH TWP, NJ, 08085 | 08085 | WOOLWICH TWP |  |  |  |  | 39.7411 | '-75.317589 |  | NL |  | C |  | P |  |  |  |  | F1
| 134 CAMBRIDGE BLVD , WOOLWICH TWP, NJ, 08085 | 08085 | WOOLWICH TWP |  |  |  |  | 39.7297 | '-75.334359 |  | NL |  | C |  | P |  |  |  |  | F1
| 615 VAN BUREN CT , WOOLWICH TWP, NJ, 08085 | 08085 | WOOLWICH TWP |  |  |  |  | 39.7411 | '-75.317589 |  | NL |  | C |  | P |  |  |  |  | F1
| 100 WESTON DR , WOOLWICH TWP, NJ, 08085 | 08085 | WOOLWICH TWP |  |  |  |  | 39.7245 | '-75.330172 |  | NL |  | C |  | P |  |  |  |  | F1
| 120 WESTON DR , WOOLWICH TWP, NJ, 08085 | 08085 | WOOLWICH TWP |  |  |  |  | 39.7248 | '-75.329148 |  | NL |  | C |  | P |  |  |  |  | F1
| 128 WESTON DR , WOOLWICH TWP, NJ, 08085 | 08085 | WOOLWICH TWP |  |  |  |  | 39.7253 | '-75.328816 |  | NL |  | C |  | P |  |  |  |  | F1
| 132 WESTON DR , WOOLWICH TWP, NJ, 08085 | 08085 | WOOLWICH TWP |  |  |  |  | 39.7254 | '-75.328811 |  | NL |  | C |  | P |  |  |  |  | F1
| 121 WESTON DR , WOOLWICH TWP, NJ, 08085 | 08085 | WOOLWICH TWP |  |  |  |  | 39.725 | '-75.329227 |  | NL |  | C |  | P |  |  |  |  | F1
| 607 VAN BUREN CT , WOOLWICH TWP, NJ, 08085 | 08085 | WOOLWICH TWP |  |  |  |  | 39.7411 | '-75.317589 |  | NL |  | C |  | P |  |  |  |  | F1
| 611 VAN BUREN CT , WOOLWICH TWP, NJ, 08085 | 08085 | WOOLWICH TWP |  |  |  |  | 39.7411 | '-75.317589 |  | NL |  | C |  | P |  |  |  |  | F1
| 154 CAMBRIDGE BLVD , WOOLWICH TWP, NJ, 08085 | 08085 | WOOLWICH TWP |  |  |  |  | 39.7287 | '-75.333805 |  | NL |  | C |  | P |  |  |  |  | F1