## Service Line Inventory
DEP_10-S_00014.3 |  |  | Service Line Inventory Report
06/2022 |  |  | New Jersey Department of Environmental Protection
Division of Water Supply and Geoscience - Water System Operations Element
I. System Information |  |  |  | II. Contact Information for Owner/ Licensed Operator of Record Completing the Form
Water System Name: | Aqua NJ _ Lawrence |  |  | Contact Name: |  | ALISSA VANIM
PWSID Number: | NJ1107002 |  |  | Contact Title: |  | MANAGER OF ENVIRONMENTAL COMPLIANCE
|  |  |  | Contact Phone: |  | 609.587.4080
|  |  |  | Contact Email: |  | ARVANIM@AQUAAMERICA.COM
III. Inventory Information
Owner of Service Lines:
[9 empty] | Selection | Number of sites
I. Lead | [9 empty] | 0
II. Galvanized | [9 empty] | 45
III. Lead gooseneck, pigtail, or connector | [9 empty] | 0
IV. Lead Status Unknown | [9 empty] | 503
V. Non-lead | [9 empty] | 2094
|  | # of LSLs to be replaced/identified: |  | 548 |  |  | # of LSLs to be replaced annually: |  |  | 4.5
|  | Total # of service lines in PCWS: |  | 2642 |  |  | # of known LSLs |  |  | 45
IV. Inventory Availability
This inventory has been made publicly accessible by:
| If 3,300 customers or greater: Posting the inventory on my water system's website | [5 empty] | Website: | https://www.aquaamerica.com/our-states/new-jersey.aspx
| If under 3,300 customers: Posting the inventory in a publicly accessible place, if a website is not available | [5 empty] | Inventory is available via: |  |  | Website above
V. Certifications
By submitting this form, I have verified and certify the information listed in this form is true and accurate to the best of my knowledge and belief.
| Water System Owner or Licensed Operator Name |  |  |  | Date |  |  | Title (if WS Owner)
| Email |  |  |  | Phone Number |  |  | License Number (if LO)
*This form must be submitted by the Water System Owner or its Licensed Operator of Record.*
Property Owner
System
Both

## Service Line Inventory Table
PBCU Sample Site ID (e.g. PBCU01) (Optional) | Street Address | Zip Code | Town | Lot (Optional) | Block (Optional) | Easting (X) (Optional) | Northing (Y) (Optional) | Latitude (Optional) | Longitude (Optional) | Locational Identifier (Optional) | Service Line Category | Suspected to be lead? (Y/N) (Complete if answered UL for column L) | Public Service Line Materials | Public Service Line - Other Materials (Provide only if Column N is indicated as O) | Customer Service Line Materials | Customer Service Line - Other Materials (Only provide if Column P is indicated as O) | PWS Service Line Install Date (Optional) | Customer Service Line Install Date (optional) | Service Line Length (ft.) (Optional) | PCWS Service Line - Verification Source | PCWS Service Line - Other Source (Provide only if Column U is indicated as O) | PCWS Service Line - Reasoning | PCWS Service Line - Steps to be Taken to ID | Customer Service Line - Verification Source | Customer Service Line - Other Source (Provide only if Column Y is indicated as O) | Customer Service Line- Reasoning | Customer Service Line - Steps to be Taken to ID | Attachments (Y/N) (Optional) | PCWS Service Line Diameter (Optional)2 | Customer Service Line Diameter (optional) | Building Type (Optional) | PCWS Comments (Optional) | DEP Comments
| 2737 MAIN ST , LAWRENCEVILLE, NJ, 08648-1014 | 08648-1014 | LAWRENCEVILLE |  |  |  |  | 40.2998 | '-74.72803737 |  | NL |  | C |  | C |  |  |  |  | F1
| 83 PHILLIPS AVE , LAWRENCEVILLE, NJ, 08648-1022 | 08648-1022 | LAWRENCEVILLE |  |  |  |  | 40.3003 | '-74.73381331 |  | NL |  | C |  | C |  |  |  |  | F1
| 40 W LONG DR , LAWRENCEVILLE, NJ, 08648-2714 | 08648-2714 | LAWRENCEVILLE |  |  |  |  | 40.2828 | '-74.73830994 |  | NL |  | C |  | C |  |  |  |  | F1
| 24 WOODFIELD LN , LAWRENCEVILLE, NJ, 08648-1064 | 08648-1064 | LAWRENCEVILLE |  |  |  |  | 40.3068 | '-74.72741913 |  | UL | N | UX |  | UX
| 1 PEMBROKE CT , LAWRENCEVILLE, NJ, 08648-2008 | 08648-2008 | LAWRENCEVILLE |  |  |  |  | 40.2907 | '-74.74516664 |  | NL |  | C |  | P |  |  |  |  | F1
| 8 COACH DR , LAWRENCEVILLE, NJ, 08648-1564 | 08648-1564 | LAWRENCEVILLE |  |  |  |  | 40.2988 | '-74.7547436 |  | NL |  | C |  | C |  |  |  |  | F1
| 2617 MAIN ST LODGE , LAWRENCEVILLE, NJ, 08648 | 08648 | LAWRENCEVILLE |  |  |  |  | 40.2964 | '-74.73114369 |  | G |  | G |  | G |  |  |  |  | F1
| 14 LAWRENCIA DR , LAWRENCEVILLE, NJ, 08648-1551 | 08648-1551 | LAWRENCEVILLE |  |  |  |  | 40.2966 | '-74.7474884 |  | NL |  | C |  | C |  |  |  |  | F1
| 15 TRACEY DR , LAWRENCEVILLE, NJ, 08648-1547 | 08648-1547 | LAWRENCEVILLE |  |  |  |  | 40.2968 | '-74.74903512 |  | UL | N | UX |  | UX
| 20 LAWRENCIA DR , LAWRENCEVILLE, NJ, 08648-1551 | 08648-1551 | LAWRENCEVILLE |  |  |  |  | 40.2958 | '-74.74686494 |  | UL | N | UX |  | UX
| G2 SHIRLEY LN , LAWRENCEVILLE, NJ, 08648-1424 | 08648-1424 | LAWRENCEVILLE |  |  |  |  | 40.3024 | '-74.74421011 |  | NL |  | P |  | P |  |  |  |  | F1
| G3 SHIRLEY LN , LAWRENCEVILLE, NJ, 08648-1424 | 08648-1424 | LAWRENCEVILLE |  |  |  |  | 40.3024 | '-74.74426228 |  | NL |  | C |  | P |  |  |  |  | F1
| G6 SHIRLEY LN , LAWRENCEVILLE, NJ, 08648-1424 | 08648-1424 | LAWRENCEVILLE |  |  |  |  | 40.3022 | '-74.74446351 |  | NL |  | C |  | C |  |  |  |  | F1
| 20 MANNING LN , LAWRENCEVILLE, NJ, 08648-1019 | 08648-1019 | LAWRENCEVILLE |  |  |  |  | 40.3006 | '-74.72892969 |  | NL |  | C |  | C |  |  |  |  | F1
| 23 WINTHROP RD , LAWRENCEVILLE, NJ, 08648-1557 | 08648-1557 | LAWRENCEVILLE |  |  |  |  | 40.2959 | '-74.75189165 |  | NL |  | C |  | C |  |  |  |  | F1
| 12 LAWRENCIA DR , LAWRENCEVILLE, NJ, 08648-1551 | 08648-1551 | LAWRENCEVILLE |  |  |  |  | 40.2969 | '-74.74747367 |  | NL |  | C |  | C |  |  |  |  | F1
| 13 LAWRENCIA DR , LAWRENCEVILLE, NJ, 08648-1532 | 08648-1532 | LAWRENCEVILLE |  |  |  |  | 40.2963 | '-74.74681623 |  | NL |  | C |  | C |  |  |  |  | F1
| 29 WINTHROP RD , LAWRENCEVILLE, NJ, 08648-1557 | 08648-1557 | LAWRENCEVILLE |  |  |  |  | 40.2951 | '-74.75105098 |  | NL |  | C |  | P |  |  |  |  | F1
| 12 TRACEY DR , LAWRENCEVILLE, NJ, 08648-1548 | 08648-1548 | LAWRENCEVILLE |  |  |  |  | 40.2972 | '-74.7484687 |  | UL | N | UX |  | UX
| 5 BENNINGTON DR , LAWRENCEVILLE, NJ, 08648-1536 | 08648-1536 | LAWRENCEVILLE |  |  |  |  | 40.2977 | '-74.75020763 |  | NL |  | C |  | C |  |  |  |  | F1
| 21 PADDOCK DR , LAWRENCEVILLE, NJ, 08648-1568 | 08648-1568 | LAWRENCEVILLE |  |  |  |  | 40.3021 | '-74.75260371 |  | NL |  | C |  | C |  |  |  |  | F1
| 13 TRACEY DR , LAWRENCEVILLE, NJ, 08648-1547 | 08648-1547 | LAWRENCEVILLE |  |  |  |  | 40.297 | '-74.74893605 |  | NL |  | C |  | C |  |  |  |  | F1
| 2 PADDOCK DR , LAWRENCEVILLE, NJ, 08648-1567 | 08648-1567 | LAWRENCEVILLE |  |  |  |  | 40.2987 | '-74.75322828 |  | UL | N | UX |  | UX
| 22 PADDOCK DR , LAWRENCEVILLE, NJ, 08648-1569 | 08648-1569 | LAWRENCEVILLE |  |  |  |  | 40.302 | '-74.7521183 |  | NL |  | C |  | C |  |  |  |  | F1
| 31 LAUREL WOOD DR , LAWRENCEVILLE, NJ, 08648-1043 | 08648-1043 | LAWRENCEVILLE |  |  |  |  | 40.308 | '-74.72331052 |  | NL |  | C |  | C |  |  |  |  | F1
| 13 COACH DR , LAWRENCEVILLE, NJ, 08648-1562 | 08648-1562 | LAWRENCEVILLE |  |  |  |  | 40.2996 | '-74.75596173 |  | NL |  | C |  | P |  |  |  |  | F1
| 37 WOODLANE RD , LAWRENCEVILLE, NJ, 08648-5543 | 08648-5543 | LAWRENCEVILLE |  |  |  |  | 40.3065 | '-74.72861708 |  | NL |  | C |  | C |  |  |  |  | F1
| 2 W LAUREL WOOD DR , LAWRENCEVILLE, NJ, 08648-1071 | 08648-1071 | LAWRENCEVILLE |  |  |  |  | 40.3086 | '-74.72810207 |  | NL |  | C |  | P |  |  |  |  | F1
| 516 BERGEN ST , LAWRENCEVILLE, NJ, 08648-1068 | 08648-1068 | LAWRENCEVILLE |  |  |  |  | 40.309 | '-74.72838304 |  | NL |  | C |  | P |  |  |  |  | F1
| 504 BERGEN ST , LAWRENCEVILLE, NJ, 08648-1068 | 08648-1068 | LAWRENCEVILLE |  |  |  |  | 40.3077 | '-74.72971409 |  | NL |  | C |  | P |  |  |  |  | F1
| G1 SHIRLEY LN , LAWRENCEVILLE, NJ, 08648-1424 | 08648-1424 | LAWRENCEVILLE |  |  |  |  | 40.3024 | '-74.74412688 |  | NL |  | C |  | P |  |  |  |  | F1
| G4 SHIRLEY LN , LAWRENCEVILLE, NJ, 08648-1424 | 08648-1424 | LAWRENCEVILLE |  |  |  |  | 40.3023 | '-74.74431942 |  | NL |  | C |  | C |  |  |  |  | F1
| 9 ROSEBERRY CT , LAWRENCEVILLE, NJ, 08648-1058 | 08648-1058 | LAWRENCEVILLE |  |  |  |  | 40.3053 | '-74.72833729 |  | NL |  | C |  | C |  |  |  |  | F1
| 7 ROSEBERRY CT , LAWRENCEVILLE, NJ, 08648-1058 | 08648-1058 | LAWRENCEVILLE |  |  |  |  | 40.3055 | '-74.72804064 |  | NL |  | C |  | C |  |  |  |  | F1
| 2 ROSEBERRY CT , LAWRENCEVILLE, NJ, 08648-1058 | 08648-1058 | LAWRENCEVILLE |  |  |  |  | 40.3063 | '-74.72749716 |  | NL |  | C |  | C |  |  |  |  | F1
| 11 SUNSET RD , LAWRENCEVILLE, NJ, 08648-2705 | 08648-2705 | LAWRENCEVILLE |  |  |  |  | 40.2834 | '-74.73569154 |  | NL |  | C |  | C |  |  |  |  | F1
| 11 PADDOCK DR , LAWRENCEVILLE, NJ, 08648-1566 | 08648-1566 | LAWRENCEVILLE |  |  |  |  | 40.3003 | '-74.75308495 |  | UL | N | UX |  | UX
| 10 SURREY DR , LAWRENCEVILLE, NJ, 08648-1571 | 08648-1571 | LAWRENCEVILLE |  |  |  |  | 40.3002 | '-74.75411909 |  | NL |  | C |  | C |  |  |  |  | F1
| 14 COACH DR , LAWRENCEVILLE, NJ, 08648-1565 | 08648-1565 | LAWRENCEVILLE |  |  |  |  | 40.2998 | '-74.75563162 |  | UL | N | UX |  | C |  |  |  |  | F1
| 3 SURREY DR , LAWRENCEVILLE, NJ, 08648-1573 | 08648-1573 | LAWRENCEVILLE |  |  |  |  | 40.2998 | '-74.75473543 |  | NL |  | C |  | C |  |  |  |  | F1
| 2 BENNINGTON DR , LAWRENCEVILLE, NJ, 08648-1537 | 08648-1537 | LAWRENCEVILLE |  |  |  |  | 40.298 | '-74.7495839 |  | NL |  | C |  | C |  |  |  |  | F1
| 4 WINTHROP RD , LAWRENCEVILLE, NJ, 08648-1545 | 08648-1545 | LAWRENCEVILLE |  |  |  |  | 40.2988 | '-74.75081979 |  | NL |  | C |  | C |  |  |  |  | F1
| 1 TRACEY DR , LAWRENCEVILLE, NJ, 08648-1542 | 08648-1542 | LAWRENCEVILLE |  |  |  |  | 40.2989 | '-74.74769442 |  | NL |  | C |  | C |  |  |  |  | F1
| 11 LAWRENCIA DR , LAWRENCEVILLE, NJ, 08648-1532 | 08648-1532 | LAWRENCEVILLE |  |  |  |  | 40.2967 | '-74.7470211 |  | NL |  | C |  | C |  |  |  |  | F1
| 59 WINTHROP RD , LAWRENCEVILLE, NJ, 08648-1560 | 08648-1560 | LAWRENCEVILLE |  |  |  |  | 40.2951 | '-74.74621013 |  | UL | N | UX |  | UX
| 3 HAMILTON CT , LAWRENCEVILLE, NJ, 08648-1538 | 08648-1538 | LAWRENCEVILLE |  |  |  |  | 40.2975 | '-74.747724 |  | NL |  | C |  | P |  |  |  |  | F1
| 2687 MAIN ST , LAWRENCEVILLE, NJ, 08648-1036 | 08648-1036 | LAWRENCEVILLE |  |  |  |  | 40.2983 | '-74.72930439 |  | UL | N | UX |  | UX
| 16 LAWRENCIA DR , LAWRENCEVILLE, NJ, 08648-1551 | 08648-1551 | LAWRENCEVILLE |  |  |  |  | 40.2963 | '-74.74736526 |  | NL |  | C |  | C |  |  |  |  | F1
| 9 TRACEY DR , LAWRENCEVILLE, NJ, 08648-1547 | 08648-1547 | LAWRENCEVILLE |  |  |  |  | 40.2977 | '-74.74868117 |  | NL |  | C |  | C |  |  |  |  | F1
| 3 BENNINGTON DR , LAWRENCEVILLE, NJ, 08648-1536 | 08648-1536 | LAWRENCEVILLE |  |  |  |  | 40.298 | '-74.75008068 |  | UL | N | UX |  | UX
| 39 WOODLANE RD , LAWRENCEVILLE, NJ, 08648-5543 | 08648-5543 | LAWRENCEVILLE |  |  |  |  | 40.3067 | '-74.72841513 |  | NL |  | C |  | C |  |  |  |  | F1
| 26 WOODFIELD LN , LAWRENCEVILLE, NJ, 08648-1064 | 08648-1064 | LAWRENCEVILLE |  |  |  |  | 40.3071 | '-74.72764873 |  | NL |  | C |  | C |  |  |  |  | F1
| 2 TRACEY DR , LAWRENCEVILLE, NJ, 08648-1543 | 08648-1543 | LAWRENCEVILLE |  |  |  |  | 40.2988 | '-74.74735181 |  | UL | N | UX |  | UX
| 48 WINTHROP RD , LAWRENCEVILLE, NJ, 08648-1561 | 08648-1561 | LAWRENCEVILLE |  |  |  |  | 40.2954 | '-74.74650785 |  | NL |  | C |  | C |  |  |  |  | F1
| 7 PADDOCK DR , LAWRENCEVILLE, NJ, 08648-1566 | 08648-1566 | LAWRENCEVILLE |  |  |  |  | 40.2997 | '-74.75332504 |  | NL |  | C |  | C |  |  |  |  | F1
| 6 COACH DR , LAWRENCEVILLE, NJ, 08648-1564 | 08648-1564 | LAWRENCEVILLE |  |  |  |  | 40.2987 | '-74.75431316 |  | UL | N | UX |  | UX
| 80 PHILLIPS AVE , LAWRENCEVILLE, NJ, 08648-1038 | 08648-1038 | LAWRENCEVILLE |  |  |  |  | 40.2996 | '-74.73232639 |  | NL |  | C |  | P |  |  |  |  | F1
| 10 COACH DR , LAWRENCEVILLE, NJ, 08648-1565 | 08648-1565 | LAWRENCEVILLE |  |  |  |  | 40.2993 | '-74.75519512 |  | NL |  | C |  | C |  |  |  |  | F1
| 9 PADDOCK DR , LAWRENCEVILLE, NJ, 08648-1566 | 08648-1566 | LAWRENCEVILLE |  |  |  |  | 40.3 | '-74.7532218 |  | NL |  | C |  | C |  |  |  |  | F1
| 25 WINTHROP RD , LAWRENCEVILLE, NJ, 08648-1557 | 08648-1557 | LAWRENCEVILLE |  |  |  |  | 40.2956 | '-74.75159178 |  | UL | N | UX |  | UX
| 21 LAWRENCIA DR , LAWRENCEVILLE, NJ, 08648-2026 | 08648-2026 | LAWRENCEVILLE |  |  |  |  | 40.2953 | '-74.74567069 |  | NL |  | C |  | C |  |  |  |  | F1
| 6 PADDOCK DR , LAWRENCEVILLE, NJ, 08648-1567 | 08648-1567 | LAWRENCEVILLE |  |  |  |  | 40.2993 | '-74.75300174 |  | NL |  | C |  | C |  |  |  |  | F1
| 523 BERGEN ST , LAWRENCEVILLE, NJ, 08648-1066 | 08648-1066 | LAWRENCEVILLE |  |  |  |  | 40.3095 | '-74.72655884 |  | NL |  | C |  | P |  |  |  |  | F1
| 14 SURREY DR , LAWRENCEVILLE, NJ, 08648-1571 | 08648-1571 | LAWRENCEVILLE |  |  |  |  | 40.3008 | '-74.75314655 |  | NL |  | C |  | C |  |  |  |  | F1
| 18 LAWRENCIA DR , LAWRENCEVILLE, NJ, 08648-1551 | 08648-1551 | LAWRENCEVILLE |  |  |  |  | 40.296 | '-74.74714696 |  | UL | N | UX |  | UX
| 3 TRACEY DR , LAWRENCEVILLE, NJ, 08648-1542 | 08648-1542 | LAWRENCEVILLE |  |  |  |  | 40.2986 | '-74.74797736 |  | NL |  | C |  | C |  |  |  |  | F1
| 1 WINTHROP RD , LAWRENCEVILLE, NJ, 08648-1544 | 08648-1544 | LAWRENCEVILLE |  |  |  |  | 40.2993 | '-74.75084681 |  | NL |  | C |  | C |  |  |  |  | F1
| 33 GEORGE ST , LAWRENCEVILLE, NJ, 08648 | 08648 | LAWRENCEVILLE |  |  |  |  | 40.2977 | '-74.73107129 |  | NL |  | C |  | C |  |  |  |  | F1
| 19 WINTHROP RD , LAWRENCEVILLE, NJ, 08648-1557 | 08648-1557 | LAWRENCEVILLE |  |  |  |  | 40.2964 | '-74.75212884 |  | NL |  | C |  | C |  |  |  |  | F1
| 5 TRACEY DR , LAWRENCEVILLE, NJ, 08648-1542 | 08648-1542 | LAWRENCEVILLE |  |  |  |  | 40.2984 | '-74.74830098 |  | NL |  | C |  | C |  |  |  |  | F1
| 5 LITTLE CIR , LAWRENCEVILLE, NJ, 08648-2006 | 08648-2006 | LAWRENCEVILLE |  |  |  |  | 40.2904 | '-74.74849113 |  | NL |  | C |  | P |  |  |  |  | F1
| 10 STURWOOD WAY , LAWRENCEVILLE, NJ, 08648-1516 | 08648-1516 | LAWRENCEVILLE |  |  |  |  | 40.2898 | '-74.74911116 |  | NL |  | C |  | C |  |  |  |  | F1
| 15 LAWRENCIA DR , LAWRENCEVILLE, NJ, 08648-1532 | 08648-1532 | LAWRENCEVILLE |  |  |  |  | 40.296 | '-74.74651162 |  | NL |  | C |  | C |  |  |  |  | F1
| 17 LAWRENCIA DR , LAWRENCEVILLE, NJ, 08648-1532 | 08648-1532 | LAWRENCEVILLE |  |  |  |  | 40.2957 | '-74.74615439 |  | NL |  | C |  | C |  |  |  |  | F1
| 13 WOODFIELD LN , LAWRENCEVILLE, NJ, 08648-1063 | 08648-1063 | LAWRENCEVILLE |  |  |  |  | 40.306 | '-74.72705222 |  | NL |  | C |  | C |  |  |  |  | F1
| 8 HAMILTON CT , LAWRENCEVILLE, NJ, 08648-1553 | 08648-1553 | LAWRENCEVILLE |  |  |  |  | 40.2981 | '-74.74865376 |  | NL |  | C |  | C |  |  |  |  | F1
| 10 TRACEY DR , LAWRENCEVILLE, NJ, 08648-1548 | 08648-1548 | LAWRENCEVILLE |  |  |  |  | 40.2975 | '-74.7482986 |  | NL |  | C |  | P |  |  |  |  | F1
| D19 CARVER PL , LAWRENCEVILLE, NJ, 08648-1426 | 08648-1426 | LAWRENCEVILLE |  |  |  |  | 40.3015 | '-74.7441809 |  | NL |  | C |  | P |  |  |  |  | F1
| 14 LAWRENCEVILLE PENNINGTON RD , LAWRENCEVILLE, NJ, 08648-1648 | 08648-1648 | LAWRENCEVILLE |  |  |  |  | 40.2903 | '-74.73514532 |  | NL |  | C |  | C |  |  |  |  | F1
| D20 CARVER PL , LAWRENCEVILLE, NJ, 08648-1426 | 08648-1426 | LAWRENCEVILLE |  |  |  |  | 40.3016 | '-74.74425021 |  | NL |  | C |  | P |  |  |  |  | F1
| D18 CARVER PL , LAWRENCEVILLE, NJ, 08648-1426 | 08648-1426 | LAWRENCEVILLE |  |  |  |  | 40.3015 | '-74.74413966 |  | NL |  | C |  | P |  |  |  |  | F1
| D17 CARVER PL , LAWRENCEVILLE, NJ, 08648-1426 | 08648-1426 | LAWRENCEVILLE |  |  |  |  | 40.3014 | '-74.74406943 |  | NL |  | C |  | P |  |  |  |  | F1
| 72 COLD SOIL RD STATIO , LAWRENCEVILLE, NJ, 08648 | 08648 | LAWRENCEVILLE |  |  |  |  | 40.3081 | '-74.73275815 |  | UL | N | UX |  | UX
| D1 CARVER PL , LAWRENCEVILLE, NJ, 08648-1426 | 08648-1426 | LAWRENCEVILLE |  |  |  |  | 40.3019 | '-74.74405234 |  | NL |  | C |  | P |  |  |  |  | F1
| 8 STURWOOD WAY , LAWRENCEVILLE, NJ, 08648-1516 | 08648-1516 | LAWRENCEVILLE |  |  |  |  | 40.2895 | '-74.74889856 |  | UL | N | UX |  | P |  |  |  |  | F1
| 22 HAMILTON CT , LAWRENCEVILLE, NJ, 08648-1553 | 08648-1553 | LAWRENCEVILLE |  |  |  |  | 40.2999 | '-74.75077371 |  | NL |  | C |  | C |  |  |  |  | F1
| 10 HAMILTON CT , LAWRENCEVILLE, NJ, 08648-1553 | 08648-1553 | LAWRENCEVILLE |  |  |  |  | 40.2983 | '-74.7490824 |  | UL | N | C |  | UX |  |  |  |  | F1
| 21 HAMILTON CT , LAWRENCEVILLE, NJ, 08648-1556 | 08648-1556 | LAWRENCEVILLE |  |  |  |  | 40.2997 | '-74.75106938 |  | NL |  | C |  | C |  |  |  |  | F1
| 15 PADDOCK DR , LAWRENCEVILLE, NJ, 08648-1568 | 08648-1568 | LAWRENCEVILLE |  |  |  |  | 40.3012 | '-74.75278559 |  | NL |  | C |  | C |  |  |  |  | F1
| 8 EDGEWOOD AVE , LAWRENCEVILLE, NJ, 08648-1003 | 08648-1003 | LAWRENCEVILLE |  |  |  |  | 40.3074 | '-74.72326475 |  | NL |  | C |  | P |  |  |  |  | F1
| 22 WOODFIELD LN , LAWRENCEVILLE, NJ, 08648-1064 | 08648-1064 | LAWRENCEVILLE |  |  |  |  | 40.3066 | '-74.72718952 |  | UL | N | UX |  | UX
| 45 CRAVEN LN , LAWRENCEVILLE, NJ, 08648-1636 | 08648-1636 | LAWRENCEVILLE |  |  |  |  | 40.2986 | '-74.73447351 |  | NL |  | C |  | C |  |  |  |  | F1
| 6 BRIDLE PATH , LAWRENCEVILLE, NJ, 08648-1570 | 08648-1570 | LAWRENCEVILLE |  |  |  |  | 40.302 | '-74.75393878 |  | NL |  | C |  | C |  |  |  |  | F1
| 5 MARK CERMELE CT , LAWRENCEVILLE, NJ, 08648-1069 | 08648-1069 | LAWRENCEVILLE |  |  |  |  | 40.3077 | '-74.73093213 |  | NL |  | C |  | P |  |  |  |  | F1
| 503 BERGEN ST , LAWRENCEVILLE, NJ, 08648-1065 | 08648-1065 | LAWRENCEVILLE |  |  |  |  | 40.307 | '-74.72988314 |  | UL | N | C |  | UX |  |  |  |  | F1
| 511 BERGEN ST , LAWRENCEVILLE, NJ, 08648-1065 | 08648-1065 | LAWRENCEVILLE |  |  |  |  | 40.3079 | '-74.72896304 |  | NL |  | C |  | P |  |  |  |  | F1
| 6 HAMILTON CT , LAWRENCEVILLE, NJ, 08648-1539 | 08648-1539 | LAWRENCEVILLE |  |  |  |  | 40.2979 | '-74.74790768 |  | NL |  | C |  | C |  |  |  |  | F1
| 6 WINTHROP RD , LAWRENCEVILLE, NJ, 08648-1545 | 08648-1545 | LAWRENCEVILLE |  |  |  |  | 40.2985 | '-74.75095404 |  | NL |  | C |  | P |  |  |  |  | F1
| 6 TRACEY DR , LAWRENCEVILLE, NJ, 08648-1543 | 08648-1543 | LAWRENCEVILLE |  |  |  |  | 40.2983 | '-74.74763647 |  | NL |  | C |  | C |  |  |  |  | F1
| 8 MONROE AVE , LAWRENCEVILLE, NJ, 08648-1606 | 08648-1606 | LAWRENCEVILLE |  |  |  |  | 40.2912 | '-74.73517055 |  | UL | N | UX |  | UX
| D4 CARVER PL , LAWRENCEVILLE, NJ, 08648-1426 | 08648-1426 | LAWRENCEVILLE |  |  |  |  | 40.302 | '-74.7438679 |  | NL |  | C |  | P |  |  |  |  | F1
| 38 WOODLANE RD , LAWRENCEVILLE, NJ, 08648-5542 | 08648-5542 | LAWRENCEVILLE |  |  |  |  | 40.3068 | '-74.72888147 |  | NL |  | C |  | P |  |  |  |  | F1
| 506 BERGEN ST , LAWRENCEVILLE, NJ, 08648-1068 | 08648-1068 | LAWRENCEVILLE |  |  |  |  | 40.3079 | '-74.72948701 |  | NL |  | C |  | P |  |  |  |  | F1
| D6 CARVER PL , LAWRENCEVILLE, NJ, 08648-1426 | 08648-1426 | LAWRENCEVILLE |  |  |  |  | 40.3021 | '-74.74372352 |  | NL |  | C |  | P |  |  |  |  | F1
| D3 CARVER PL , LAWRENCEVILLE, NJ, 08648-1426 | 08648-1426 | LAWRENCEVILLE |  |  |  |  | 40.302 | '-74.74392102 |  | NL |  | C |  | C |  |  |  |  | F1
| 512 BERGEN ST , LAWRENCEVILLE, NJ, 08648-1068 | 08648-1068 | LAWRENCEVILLE |  |  |  |  | 40.3086 | '-74.72889543 |  | NL |  | C |  | P |  |  |  |  | F1
| 16 HAMILTON CT , LAWRENCEVILLE, NJ, 08648-1553 | 08648-1553 | LAWRENCEVILLE |  |  |  |  | 40.2991 | '-74.74991652 |  | NL |  | C |  | C |  |  |  |  | F1
| 2 MARK CERMELE CT , LAWRENCEVILLE, NJ, 08648-1069 | 08648-1069 | LAWRENCEVILLE |  |  |  |  | 40.3075 | '-74.73019347 |  | NL |  | C |  | P |  |  |  |  | F1
| 46 WOODLANE RD , LAWRENCEVILLE, NJ, 08648-5542 | 08648-5542 | LAWRENCEVILLE |  |  |  |  | 40.3077 | '-74.72811141 |  | UL | N | UX |  | UX
| 9 LAWRENCIA DR , LAWRENCEVILLE, NJ, 08648-1532 | 08648-1532 | LAWRENCEVILLE |  |  |  |  | 40.2971 | '-74.74676958 |  | UL | N | UX |  | UX
| 21 MANNING LN , LAWRENCEVILLE, NJ, 08648-1018 | 08648-1018 | LAWRENCEVILLE |  |  |  |  | 40.3004 | '-74.72923118 |  | G |  | C |  | G |  |  |  |  | F1
| 35 COLD SOIL RD , LAWRENCEVILLE, NJ, 08648-1054 | 08648-1054 | LAWRENCEVILLE |  |  |  |  | 40.3045 | '-74.72872445 |  | UL | N | UX |  | UX
| 4 BENNINGTON DR , LAWRENCEVILLE, NJ, 08648-1537 | 08648-1537 | LAWRENCEVILLE |  |  |  |  | 40.2976 | '-74.74979935 |  | NL |  | C |  | P |  |  |  |  | F1
| D5 CARVER PL , LAWRENCEVILLE, NJ, 08648-1426 | 08648-1426 | LAWRENCEVILLE |  |  |  |  | 40.302 | '-74.74381109 |  | NL |  | C |  | P |  |  |  |  | F1
| 35 WOODLANE RD , LAWRENCEVILLE, NJ, 08648-5543 | 08648-5543 | LAWRENCEVILLE |  |  |  |  | 40.3062 | '-74.72877431 |  | NL |  | C |  | C |  |  |  |  | F1
| 5 COACH DR , LAWRENCEVILLE, NJ, 08648-1562 | 08648-1562 | LAWRENCEVILLE |  |  |  |  | 40.2985 | '-74.75501131 |  | NL |  | C |  | C |  |  |  |  | F1
| 13 WINTHROP RD , LAWRENCEVILLE, NJ, 08648-1557 | 08648-1557 | LAWRENCEVILLE |  |  |  |  | 40.2973 | '-74.75182731 |  | UL | N | UX |  | UX
| 513 BERGEN ST , LAWRENCEVILLE, NJ, 08648-1065 | 08648-1065 | LAWRENCEVILLE |  |  |  |  | 40.3081 | '-74.72876824 |  | NL |  | C |  | P |  |  |  |  | F1
| 1 MARK CERMELE CT , LAWRENCEVILLE, NJ, 08648-1069 | 08648-1069 | LAWRENCEVILLE |  |  |  |  | 40.3073 | '-74.73040143 |  | NL |  | C |  | P |  |  |  |  | F1
| 34 WOODLANE RD , LAWRENCEVILLE, NJ, 08648-5542 | 08648-5542 | LAWRENCEVILLE |  |  |  |  | 40.306 | '-74.72935977 |  | NL |  | C |  | P |  |  |  |  | F1
| D14 CARVER PL , LAWRENCEVILLE, NJ, 08648-1426 | 08648-1426 | LAWRENCEVILLE |  |  |  |  | 40.3017 | '-74.74358751 |  | NL |  | C |  | P |  |  |  |  | F1
| D15 CARVER PL , LAWRENCEVILLE, NJ, 08648-1426 | 08648-1426 | LAWRENCEVILLE |  |  |  |  | 40.3016 | '-74.74364715 |  | NL |  | P |  | P |  |  |  |  | F1
| 58 GREEN AVE , LAWRENCEVILLE, NJ, 08648-1646 | 08648-1646 | LAWRENCEVILLE |  |  |  |  | 40.2974 | '-74.73697502 |  | NL |  | C |  | C |  |  |  |  | F1
| D16 CARVER PL , LAWRENCEVILLE, NJ, 08648-1426 | 08648-1426 | LAWRENCEVILLE |  |  |  |  | 40.3016 | '-74.74372632 |  | NL |  | C |  | P |  |  |  |  | F1
| D2 CARVER PL , LAWRENCEVILLE, NJ, 08648-1426 | 08648-1426 | LAWRENCEVILLE |  |  |  |  | 40.3019 | '-74.74397319 |  | NL |  | C |  | C |  |  |  |  | F1
| 1 PADDOCK DR , LAWRENCEVILLE, NJ, 08648-1566 | 08648-1566 | LAWRENCEVILLE |  |  |  |  | 40.2988 | '-74.75364555 |  | NL |  | C |  | C |  |  |  |  | F1
| 204 FEDERAL CITY RD , LAWRENCEVILLE, NJ, 08648-1510 | 08648-1510 | LAWRENCEVILLE |  |  |  |  | 40.2989 | '-74.75233252 |  | NL |  | C |  | C |  |  |  |  | F1
| 515 BERGEN ST , LAWRENCEVILLE, NJ, 08648-1065 | 08648-1065 | LAWRENCEVILLE |  |  |  |  | 40.3084 | '-74.72854896 |  | NL |  | C |  | P |  |  |  |  | F1
| 4 MARK CERMELE CT , LAWRENCEVILLE, NJ, 08648-1069 | 08648-1069 | LAWRENCEVILLE |  |  |  |  | 40.308 | '-74.73024808 |  | NL |  | C |  | P |  |  |  |  | F1
| 36 WOODLANE RD , LAWRENCEVILLE, NJ, 08648-5542 | 08648-5542 | LAWRENCEVILLE |  |  |  |  | 40.3065 | '-74.72908531 |  | NL |  | C |  | P |  |  |  |  | F1
| 505 BERGEN ST , LAWRENCEVILLE, NJ, 08648-1065 | 08648-1065 | LAWRENCEVILLE |  |  |  |  | 40.3072 | '-74.72961758 |  | UL | N | C |  | UX |  |  |  |  | F1
| 509 BERGEN ST , LAWRENCEVILLE, NJ, 08648-1065 | 08648-1065 | LAWRENCEVILLE |  |  |  |  | 40.3077 | '-74.72916406 |  | NL |  | C |  | P |  |  |  |  | F1
| 17 PADDOCK DR , LAWRENCEVILLE, NJ, 08648-1568 | 08648-1568 | LAWRENCEVILLE |  |  |  |  | 40.3015 | '-74.75271642 |  | NL |  | C |  | C |  |  |  |  | F1
| 16 LAUREL WOOD DR , LAWRENCEVILLE, NJ, 08648-1044 | 08648-1044 | LAWRENCEVILLE |  |  |  |  | 40.3076 | '-74.72450514 |  | NL |  | C |  | C |  |  |  |  | F1
| 5 WINTHROP RD , LAWRENCEVILLE, NJ, 08648-1544 | 08648-1544 | LAWRENCEVILLE |  |  |  |  | 40.2987 | '-74.75134494 |  | NL |  | C |  | C |  |  |  |  | F1
| 9 COACH DR , LAWRENCEVILLE, NJ, 08648-1562 | 08648-1562 | LAWRENCEVILLE |  |  |  |  | 40.299 | '-74.75546917 |  | NL |  | C |  | C |  |  |  |  | F1
| 6 W LAUREL WOOD DR , LAWRENCEVILLE, NJ, 08648-1071 | 08648-1071 | LAWRENCEVILLE |  |  |  |  | 40.3083 | '-74.72751019 |  | NL |  | C |  | P |  |  |  |  | F1
| D9 SHIRLEY LN , LAWRENCEVILLE, NJ, 08648-1407 | 08648-1407 | LAWRENCEVILLE |  |  |  |  | 40.302 | '-74.74332501 |  | NL |  | C |  | P |  |  |  |  | F1
| D10 SHIRLEY LN , LAWRENCEVILLE, NJ, 08648-1407 | 08648-1407 | LAWRENCEVILLE |  |  |  |  | 40.3019 | '-74.74326369 |  | UL | N | UX |  | UX
| D13 CARVER PL , LAWRENCEVILLE, NJ, 08648-1426 | 08648-1426 | LAWRENCEVILLE |  |  |  |  | 40.3017 | '-74.74353254 |  | NL |  | C |  | P |  |  |  |  | F1
| 5 BRIDLE PATH , LAWRENCEVILLE, NJ, 08648-1570 | 08648-1570 | LAWRENCEVILLE |  |  |  |  | 40.3022 | '-74.75455461 |  | NL |  | C |  | C |  |  |  |  | F1
| 7 SURREY DR , LAWRENCEVILLE, NJ, 08648-1573 | 08648-1573 | LAWRENCEVILLE |  |  |  |  | 40.3004 | '-74.75448227 |  | NL |  | C |  | C |  |  |  |  | F1
| 20 PADDOCK DR , LAWRENCEVILLE, NJ, 08648-1569 | 08648-1569 | LAWRENCEVILLE |  |  |  |  | 40.3017 | '-74.75215541 |  | NL |  | C |  | C |  |  |  |  | F1
| 10 ROSEBERRY CT , LAWRENCEVILLE, NJ, 08648-1058 | 08648-1058 | LAWRENCEVILLE |  |  |  |  | 40.3056 | '-74.72882156 |  | NL |  | C |  | C |  |  |  |  | F1
| 15 MONROE AVE , LAWRENCEVILLE, NJ, 08648-1605 | 08648-1605 | LAWRENCEVILLE |  |  |  |  | 40.2912 | '-74.73618579 |  | G |  | C |  | G |  |  |  |  | F1
| 3 WINTHROP RD , LAWRENCEVILLE, NJ, 08648-1544 | 08648-1544 | LAWRENCEVILLE |  |  |  |  | 40.299 | '-74.7511963 |  | NL |  | C |  | C |  |  |  |  | F1
| 15 HAMILTON CT , LAWRENCEVILLE, NJ, 08648-1555 | 08648-1555 | LAWRENCEVILLE |  |  |  |  | 40.2987 | '-74.74997796 |  | UL | N | UX |  | UX
| 18 HAMILTON CT , LAWRENCEVILLE, NJ, 08648-1553 | 08648-1553 | LAWRENCEVILLE |  |  |  |  | 40.2994 | '-74.75019027 |  | NL |  | C |  | C |  |  |  |  | F1
| 23 HAMILTON CT , LAWRENCEVILLE, NJ, 08648-1556 | 08648-1556 | LAWRENCEVILLE |  |  |  |  | 40.2998 | '-74.75165525 |  | NL |  | C |  | P |  |  |  |  | F1
| 196 FEDERAL CITY RD , LAWRENCEVILLE, NJ, 08648-1519 | 08648-1519 | LAWRENCEVILLE |  |  |  |  | 40.2968 | '-74.75305564 |  | NL |  | C |  | C |  |  |  |  | F1
| 44 WOODLANE RD , LAWRENCEVILLE, NJ, 08648-5542 | 08648-5542 | LAWRENCEVILLE |  |  |  |  | 40.3075 | '-74.72828896 |  | NL |  | C |  | P |  |  |  |  | F1
| 508 BERGEN ST , LAWRENCEVILLE, NJ, 08648-1068 | 08648-1068 | LAWRENCEVILLE |  |  |  |  | 40.3082 | '-74.72929212 |  | NL |  | C |  | P |  |  |  |  | F1
| D12 CARVER PL , LAWRENCEVILLE, NJ, 08648-1426 | 08648-1426 | LAWRENCEVILLE |  |  |  |  | 40.3017 | '-74.74347636 |  | NL |  | C |  | P |  |  |  |  | F1
| D11 CARVER PL , LAWRENCEVILLE, NJ, 08648-1426 | 08648-1426 | LAWRENCEVILLE |  |  |  |  | 40.3018 | '-74.74339096 |  | UL | N | UX |  | UX
| D7 SHIRLEY LN , LAWRENCEVILLE, NJ, 08648-1407 | 08648-1407 | LAWRENCEVILLE |  |  |  |  | 40.3021 | '-74.74342526 |  | NL |  | C |  | P |  |  |  |  | F1
| 3 ORCHARD LN , LAWRENCEVILLE, NJ, 08648-2703 | 08648-2703 | LAWRENCEVILLE |  |  |  |  | 40.2829 | '-74.73409589 |  | NL |  | C |  | P |  |  |  |  | F1
| 4 TRACEY DR , LAWRENCEVILLE, NJ, 08648-1543 | 08648-1543 | LAWRENCEVILLE |  |  |  |  | 40.2985 | '-74.74724255 |  | NL |  | C |  | P |  |  |  |  | F1
| 7 WINTHROP RD , LAWRENCEVILLE, NJ, 08648-1544 | 08648-1544 | LAWRENCEVILLE |  |  |  |  | 40.2984 | '-74.7514556 |  | NL |  | C |  | C |  |  |  |  | F1
| 44 COLD SOIL RD , LAWRENCEVILLE, NJ, 08648-5538 | 08648-5538 | LAWRENCEVILLE |  |  |  |  | 40.3064 | '-74.72990489 |  | NL |  | C |  | P |  |  |  |  | F1
| 501 BERGEN ST , LAWRENCEVILLE, NJ, 08648-1065 | 08648-1065 | LAWRENCEVILLE |  |  |  |  | 40.3068 | '-74.73016871 |  | NL |  | C |  | P |  |  |  |  | F1
| 42 WOODLANE RD , LAWRENCEVILLE, NJ, 08648-5542 | 08648-5542 | LAWRENCEVILLE |  |  |  |  | 40.3072 | '-74.7284852 |  | NL |  | C |  | C |  |  |  |  | F1
| D8 SHIRLEY LN , LAWRENCEVILLE, NJ, 08648-1407 | 08648-1407 | LAWRENCEVILLE |  |  |  |  | 40.302 | '-74.74336632 |  | NL |  | C |  | P |  |  |  |  | F1
| 3 PADDOCK DR , LAWRENCEVILLE, NJ, 08648-1566 | 08648-1566 | LAWRENCEVILLE |  |  |  |  | 40.2991 | '-74.75354533 |  | UL | N | UX |  | UX
| 11 COACH DR , LAWRENCEVILLE, NJ, 08648-1562 | 08648-1562 | LAWRENCEVILLE |  |  |  |  | 40.2993 | '-74.75571866 |  | NL |  | C |  | C |  |  |  |  | F1
| 40 WOODLANE RD , LAWRENCEVILLE, NJ, 08648-5542 | 08648-5542 | LAWRENCEVILLE |  |  |  |  | 40.307 | '-74.72866469 |  | NL |  | C |  | P |  |  |  |  | F1
| 25 LAWRENCIA DR , LAWRENCEVILLE, NJ, 08648-2026 | 08648-2026 | LAWRENCEVILLE |  |  |  |  | 40.2948 | '-74.74514694 |  | NL |  | C |  | P |  |  |  |  | F1
| 4 DENOW RD , LAWRENCEVILLE, NJ, 08648-2003 | 08648-2003 | LAWRENCEVILLE |  |  |  |  | 40.2899 | '-74.73632201 |  | NL |  | C |  | C |  |  |  |  | F1
| 11 QUINCE CT , LAWRENCEVILLE, NJ, 08648-4801 | 08648-4801 | LAWRENCEVILLE |  |  |  |  | 40.3082 | '-74.73351882 |  | NL |  | C |  | C |  |  |  |  | F1
| 12 QUINCE CT , LAWRENCEVILLE, NJ, 08648-4801 | 08648-4801 | LAWRENCEVILLE |  |  |  |  | 40.3081 | '-74.73354434 |  | NL |  | C |  | C |  |  |  |  | F1
| 13 QUINCE CT , LAWRENCEVILLE, NJ, 08648-4801 | 08648-4801 | LAWRENCEVILLE |  |  |  |  | 40.3081 | '-74.73360448 |  | UL | N | UX |  | UX
| 14 QUINCE CT , LAWRENCEVILLE, NJ, 08648-4801 | 08648-4801 | LAWRENCEVILLE |  |  |  |  | 40.3082 | '-74.73358687 |  | NL |  | C |  | C |  |  |  |  | F1
| 17 QUINCE CT , LAWRENCEVILLE, NJ, 08648-4801 | 08648-4801 | LAWRENCEVILLE |  |  |  |  | 40.3081 | '-74.73371065 |  | NL |  | C |  | C |  |  |  |  | F1
| 21 QUINCE CT , LAWRENCEVILLE, NJ, 08648-4801 | 08648-4801 | LAWRENCEVILLE |  |  |  |  | 40.3082 | '-74.73384391 |  | NL |  | C |  | C |  |  |  |  | F1
| 22 QUINCE CT , LAWRENCEVILLE, NJ, 08648-4801 | 08648-4801 | LAWRENCEVILLE |  |  |  |  | 40.3082 | '-74.73386608 |  | NL |  | C |  | C |  |  |  |  | F1
| 25 QUINCE CT , LAWRENCEVILLE, NJ, 08648-4801 | 08648-4801 | LAWRENCEVILLE |  |  |  |  | 40.3082 | '-74.73375387 |  | UL | N | UX |  | UX
| 26 QUINCE CT , LAWRENCEVILLE, NJ, 08648-4801 | 08648-4801 | LAWRENCEVILLE |  |  |  |  | 40.3082 | '-74.73376378 |  | NL |  | C |  | C |  |  |  |  | F1
| 31 QUINCE CT , LAWRENCEVILLE, NJ, 08648-4802 | 08648-4802 | LAWRENCEVILLE |  |  |  |  | 40.3086 | '-74.73334037 |  | NL |  | C |  | C |  |  |  |  | F1
| 2719 MAIN ST , LAWRENCEVILLE, NJ, 08648-1014 | 08648-1014 | LAWRENCEVILLE |  |  |  |  | 40.2992 | '-74.72849017 |  | NL |  | C |  | P |  |  |  |  | F1
| 34 QUINCE CT , LAWRENCEVILLE, NJ, 08648-4802 | 08648-4802 | LAWRENCEVILLE |  |  |  |  | 40.3086 | '-74.73353621 |  | NL |  | C |  | C |  |  |  |  | F1
| 35 QUINCE CT , LAWRENCEVILLE, NJ, 08648-4802 | 08648-4802 | LAWRENCEVILLE |  |  |  |  | 40.3086 | '-74.73360065 |  | NL |  | C |  | C |  |  |  |  | F1
| 51 QUINCE CT , LAWRENCEVILLE, NJ, 08648-4803 | 08648-4803 | LAWRENCEVILLE |  |  |  |  | 40.3088 | '-74.73390993 |  | NL |  | C |  | C |  |  |  |  | F1
| 53 QUINCE CT , LAWRENCEVILLE, NJ, 08648-4803 | 08648-4803 | LAWRENCEVILLE |  |  |  |  | 40.3089 | '-74.73395404 |  | NL |  | C |  | C |  |  |  |  | F1
| 55 QUINCE CT , LAWRENCEVILLE, NJ, 08648-4803 | 08648-4803 | LAWRENCEVILLE |  |  |  |  | 40.3091 | '-74.73399534 |  | NL |  | C |  | C |  |  |  |  | F1
| 56 QUINCE CT , LAWRENCEVILLE, NJ, 08648-4803 | 08648-4803 | LAWRENCEVILLE |  |  |  |  | 40.3091 | '-74.73401367 |  | UL | N | UX |  | UX
| 61 QUINCE CT , LAWRENCEVILLE, NJ, 08648-4804 | 08648-4804 | LAWRENCEVILLE |  |  |  |  | 40.3088 | '-74.73476238 |  | NL |  | C |  | C |  |  |  |  | F1
| 62 QUINCE CT , LAWRENCEVILLE, NJ, 08648-4804 | 08648-4804 | LAWRENCEVILLE |  |  |  |  | 40.3088 | '-74.73480927 |  | NL |  | C |  | C |  |  |  |  | F1
| 63 QUINCE CT , LAWRENCEVILLE, NJ, 08648-4804 | 08648-4804 | LAWRENCEVILLE |  |  |  |  | 40.3089 | '-74.73485955 |  | UL | N | C |  | UX |  |  |  |  | F1
| 64 QUINCE CT , LAWRENCEVILLE, NJ, 08648-4804 | 08648-4804 | LAWRENCEVILLE |  |  |  |  | 40.3089 | '-74.73490682 |  | NL |  | C |  | C |  |  |  |  | F1
| 2837 MAIN ST , LAWRENCEVILLE, NJ, 08648-5539 | 08648-5539 | LAWRENCEVILLE |  |  |  |  | 40.3025 | '-74.72557942 |  | NL |  | C |  | C |  |  |  |  | F1
| 65 QUINCE CT , LAWRENCEVILLE, NJ, 08648-4804 | 08648-4804 | LAWRENCEVILLE |  |  |  |  | 40.309 | '-74.73496245 |  | NL |  | C |  | C |  |  |  |  | F1
| 66 QUINCE CT , LAWRENCEVILLE, NJ, 08648-4804 | 08648-4804 | LAWRENCEVILLE |  |  |  |  | 40.309 | '-74.73500624 |  | NL |  | C |  | C |  |  |  |  | F1
| 73 QUINCE CT , LAWRENCEVILLE, NJ, 08648-4805 | 08648-4805 | LAWRENCEVILLE |  |  |  |  | 40.3094 | '-74.7343328 |  | UL | N | C |  | UX |  |  |  |  | F1
| 74 QUINCE CT , LAWRENCEVILLE, NJ, 08648-4805 | 08648-4805 | LAWRENCEVILLE |  |  |  |  | 40.3094 | '-74.73439453 |  | NL |  | C |  | C |  |  |  |  | F1
| 75 QUINCE CT , LAWRENCEVILLE, NJ, 08648-4805 | 08648-4805 | LAWRENCEVILLE |  |  |  |  | 40.3094 | '-74.73445323 |  | NL |  | C |  | C |  |  |  |  | F1
| 76 QUINCE CT , LAWRENCEVILLE, NJ, 08648-4805 | 08648-4805 | LAWRENCEVILLE |  |  |  |  | 40.3094 | '-74.73451776 |  | NL |  | C |  | C |  |  |  |  | F1
| 81 QUINCE CT , LAWRENCEVILLE, NJ, 08648-4806 | 08648-4806 | LAWRENCEVILLE |  |  |  |  | 40.3096 | '-74.73476557 |  | NL |  | C |  | C |  |  |  |  | F1
| 82 QUINCE CT , LAWRENCEVILLE, NJ, 08648-4806 | 08648-4806 | LAWRENCEVILLE |  |  |  |  | 40.3097 | '-74.73477606 |  | NL |  | C |  | C |  |  |  |  | F1
| 83 QUINCE CT , LAWRENCEVILLE, NJ, 08648-4806 | 08648-4806 | LAWRENCEVILLE |  |  |  |  | 40.3097 | '-74.73477606 |  | NL |  | C |  | C |  |  |  |  | F1
| 84 QUINCE CT , LAWRENCEVILLE, NJ, 08648-4806 | 08648-4806 | LAWRENCEVILLE |  |  |  |  | 40.3098 | '-74.73478538 |  | UL | N | UX |  | UX
| 44 TITUS AVE , LAWRENCEVILLE, NJ, 08648-1661 | 08648-1661 | LAWRENCEVILLE |  |  |  |  | 40.2974 | '-74.73455686 |  | NL |  | C |  | C |  |  |  |  | F1
| 85 QUINCE CT , LAWRENCEVILLE, NJ, 08648-4806 | 08648-4806 | LAWRENCEVILLE |  |  |  |  | 40.3098 | '-74.73479115 |  | NL |  | C |  | C |  |  |  |  | F1
| 86 QUINCE CT , LAWRENCEVILLE, NJ, 08648-4806 | 08648-4806 | LAWRENCEVILLE |  |  |  |  | 40.3099 | '-74.73480378 |  | NL |  | C |  | C |  |  |  |  | F1
| 94 QUINCE CT , LAWRENCEVILLE, NJ, 08648-4837 | 08648-4837 | LAWRENCEVILLE |  |  |  |  | 40.3093 | '-74.7352015 |  | NL |  | C |  | C |  |  |  |  | F1
| 4 W LAUREL WOOD DR , LAWRENCEVILLE, NJ, 08648-1071 | 08648-1071 | LAWRENCEVILLE |  |  |  |  | 40.3084 | '-74.72776934 |  | NL |  | C |  | P |  |  |  |  | F1
| 510 BERGEN ST , LAWRENCEVILLE, NJ, 08648-1068 | 08648-1068 | LAWRENCEVILLE |  |  |  |  | 40.3084 | '-74.72910384 |  | NL |  | C |  | P |  |  |  |  | F1
| 24 HAMILTON CT , LAWRENCEVILLE, NJ, 08648-1553 | 08648-1553 | LAWRENCEVILLE |  |  |  |  | 40.3001 | '-74.75107886 |  | NL |  | C |  | C |  |  |  |  | F1
| 20 HAMILTON CT , LAWRENCEVILLE, NJ, 08648-1553 | 08648-1553 | LAWRENCEVILLE |  |  |  |  | 40.2996 | '-74.75045543 |  | NL |  | C |  | C |  |  |  |  | F1
| 41 LAWRENCIA DR , LAWRENCEVILLE, NJ, 08648-2026 | 08648-2026 | LAWRENCEVILLE |  |  |  |  | 40.2928 | '-74.74308011 |  | NL |  | C |  | C |  |  |  |  | F1
| 13 HAMILTON CT , LAWRENCEVILLE, NJ, 08648-1555 | 08648-1555 | LAWRENCEVILLE |  |  |  |  | 40.2984 | '-74.74972649 |  | NL |  | C |  | C |  |  |  |  | F1
| 4 HAMILTON CT , LAWRENCEVILLE, NJ, 08648-1539 | 08648-1539 | LAWRENCEVILLE |  |  |  |  | 40.2978 | '-74.74751276 |  | NL |  | C |  | C |  |  |  |  | F1
| 2909 MAIN ST , LAWRENCEVILLE, NJ, 08648-1046 | 08648-1046 | LAWRENCEVILLE |  |  |  |  | 40.3045 | '-74.72398596 |  | NL |  | C |  | P |  |  |  |  | F1
| E17 CARVER PL , LAWRENCEVILLE, NJ, 08648-1423 | 08648-1423 | LAWRENCEVILLE |  |  |  |  | 40.3024 | '-74.74248707 |  | NL |  | C |  | C |  |  |  |  | F1
| E16 CARVER PL , LAWRENCEVILLE, NJ, 08648-1423 | 08648-1423 | LAWRENCEVILLE |  |  |  |  | 40.3024 | '-74.74242868 |  | NL |  | C |  | C |  |  |  |  | F1
| E14 CARVER PL , LAWRENCEVILLE, NJ, 08648-1423 | 08648-1423 | LAWRENCEVILLE |  |  |  |  | 40.3025 | '-74.74232232 |  | NL |  | C |  | C |  |  |  |  | F1
| E13 CARVER PL , LAWRENCEVILLE, NJ, 08648-1423 | 08648-1423 | LAWRENCEVILLE |  |  |  |  | 40.3025 | '-74.74223742 |  | NL |  | C |  | P |  |  |  |  | F1
| E15 CARVER PL , LAWRENCEVILLE, NJ, 08648-1423 | 08648-1423 | LAWRENCEVILLE |  |  |  |  | 40.3024 | '-74.74237402 |  | NL |  | C |  | P |  |  |  |  | F1
| E18 CARVER PL , LAWRENCEVILLE, NJ, 08648-1423 | 08648-1423 | LAWRENCEVILLE |  |  |  |  | 40.3023 | '-74.74256657 |  | NL |  | C |  | C |  |  |  |  | F1
| 16 QUINCE CT , LAWRENCEVILLE, NJ, 08648-4801 | 08648-4801 | LAWRENCEVILLE |  |  |  |  | 40.3081 | '-74.73344374 |  | NL |  | C |  | C |  |  |  |  | F1
| 42 COLD SOIL RD , LAWRENCEVILLE, NJ, 08648-5538 | 08648-5538 | LAWRENCEVILLE |  |  |  |  | 40.3062 | '-74.72972389 |  | NL |  | C |  | P |  |  |  |  | F1
| 514 BERGEN ST , LAWRENCEVILLE, NJ, 08648-1068 | 08648-1068 | LAWRENCEVILLE |  |  |  |  | 40.3088 | '-74.72864606 |  | NL |  | C |  | P |  |  |  |  | F1
| 23 WILLOW RD , LAWRENCEVILLE, NJ, 08648-1619 | 08648-1619 | LAWRENCEVILLE |  |  |  |  | 40.2927 | '-74.73621533 |  | NL |  | C |  | C |  |  |  |  | F1
| 2431 MAIN ST , LAWRENCEVILLE, NJ, 08648-1634 | 08648-1634 | LAWRENCEVILLE |  |  |  |  | 40.2905 | '-74.73408886 |  | UL | N | UX |  | UX
| 36 QUINCE CT , LAWRENCEVILLE, NJ, 08648-4802 | 08648-4802 | LAWRENCEVILLE |  |  |  |  | 40.3086 | '-74.73365928 |  | UL | N | UX |  | UX
| 101 QUINCE CT , LAWRENCEVILLE, NJ, 08648-4807 | 08648-4807 | LAWRENCEVILLE |  |  |  |  | 40.3095 | '-74.73525351 |  | NL |  | C |  | C |  |  |  |  | F1
| 72 QUINCE CT , LAWRENCEVILLE, NJ, 08648-4805 | 08648-4805 | LAWRENCEVILLE |  |  |  |  | 40.3094 | '-74.73427734 |  | NL |  | C |  | C |  |  |  |  | F1
| 97 QUINCE CT , LAWRENCEVILLE, NJ, 08648-4837 | 08648-4837 | LAWRENCEVILLE |  |  |  |  | 40.3094 | '-74.73531616 |  | NL |  | C |  | C |  |  |  |  | F1
| 27 QUINCE CT , LAWRENCEVILLE, NJ, 08648-4801 | 08648-4801 | LAWRENCEVILLE |  |  |  |  | 40.3082 | '-74.73402724 |  | NL |  | C |  | C |  |  |  |  | F1
| 15 QUINCE CT , LAWRENCEVILLE, NJ, 08648-4801 | 08648-4801 | LAWRENCEVILLE |  |  |  |  | 40.3082 | '-74.73343185 |  | NL |  | C |  | C |  |  |  |  | F1
| 18 QUINCE CT , LAWRENCEVILLE, NJ, 08648-4801 | 08648-4801 | LAWRENCEVILLE |  |  |  |  | 40.3082 | '-74.73369832 |  | UL | N | UX |  | UX
| 52 QUINCE CT , LAWRENCEVILLE, NJ, 08648-4803 | 08648-4803 | LAWRENCEVILLE |  |  |  |  | 40.3089 | '-74.73393008 |  | NL |  | C |  | C |  |  |  |  | F1
| 96 QUINCE CT , LAWRENCEVILLE, NJ, 08648-4837 | 08648-4837 | LAWRENCEVILLE |  |  |  |  | 40.3092 | '-74.73525518 |  | NL |  | C |  | C |  |  |  |  | F1
| 107 QUINCE CT , LAWRENCEVILLE, NJ, 08648-4807 | 08648-4807 | LAWRENCEVILLE |  |  |  |  | 40.3096 | '-74.73538357 |  | NL |  | C |  | C |  |  |  |  | F1
| 16 LAWRPENN RD , LAWRENCEVILLE, NJ, 08648 | 08648 | LAWRENCEVILLE |  |  |  |  | 40.2903 | '-74.73527406 |  | NL |  | C |  | C |  |  |  |  | F1
| 54 QUINCE CT , LAWRENCEVILLE, NJ, 08648-4803 | 08648-4803 | LAWRENCEVILLE |  |  |  |  | 40.309 | '-74.73397733 |  | UL | N | UX |  | UX
| 108 QUINCE CT , LAWRENCEVILLE, NJ, 08648-4807 | 08648-4807 | LAWRENCEVILLE |  |  |  |  | 40.3096 | '-74.73532136 |  | NL |  | C |  | C |  |  |  |  | F1
| 71 QUINCE CT , LAWRENCEVILLE, NJ, 08648-4805 | 08648-4805 | LAWRENCEVILLE |  |  |  |  | 40.3093 | '-74.73421489 |  | UL | N | UX |  | UX
| 105 QUINCE CT , LAWRENCEVILLE, NJ, 08648-4807 | 08648-4807 | LAWRENCEVILLE |  |  |  |  | 40.3094 | '-74.73526223 |  | NL |  | C |  | C |  |  |  |  | F1
| 98 QUINCE CT , LAWRENCEVILLE, NJ, 08648-4837 | 08648-4837 | LAWRENCEVILLE |  |  |  |  | 40.3094 | '-74.73525161 |  | NL |  | C |  | C |  |  |  |  | F1
| 104 QUINCE CT , LAWRENCEVILLE, NJ, 08648-4807 | 08648-4807 | LAWRENCEVILLE |  |  |  |  | 40.3096 | '-74.73527307 |  | NL |  | C |  | C |  |  |  |  | F1
| 33 QUINCE CT , LAWRENCEVILLE, NJ, 08648-4802 | 08648-4802 | LAWRENCEVILLE |  |  |  |  | 40.3086 | '-74.73347405 |  | NL |  | C |  | C |  |  |  |  | F1
| 92 QUINCE CT , LAWRENCEVILLE, NJ, 08648-4837 | 08648-4837 | LAWRENCEVILLE |  |  |  |  | 40.3092 | '-74.73529635 |  | NL |  | C |  | C |  |  |  |  | F1
| 93 QUINCE CT , LAWRENCEVILLE, NJ, 08648-4837 | 08648-4837 | LAWRENCEVILLE |  |  |  |  | 40.3093 | '-74.73531198 |  | UL | N | UX |  | UX
| 103 QUINCE CT , LAWRENCEVILLE, NJ, 08648-4807 | 08648-4807 | LAWRENCEVILLE |  |  |  |  | 40.3095 | '-74.73537962 |  | NL |  | C |  | C |  |  |  |  | F1
| 8 WILLOW RD , LAWRENCEVILLE, NJ, 08648-1620 | 08648-1620 | LAWRENCEVILLE |  |  |  |  | 40.2917 | '-74.73690042 |  | NL |  | C |  | C |  |  |  |  | F1
| 45 QUINCE CT , LAWRENCEVILLE, NJ, 08648-4802 | 08648-4802 | LAWRENCEVILLE |  |  |  |  | 40.3086 | '-74.73449341 |  | NL |  | C |  | C |  |  |  |  | F1
| 106 QUINCE CT , LAWRENCEVILLE, NJ, 08648-4807 | 08648-4807 | LAWRENCEVILLE |  |  |  |  | 40.3094 | '-74.73532061 |  | NL |  | C |  | C |  |  |  |  | F1
| 41 QUINCE CT , LAWRENCEVILLE, NJ, 08648-4802 | 08648-4802 | LAWRENCEVILLE |  |  |  |  | 40.3085 | '-74.73426071 |  | NL |  | C |  | C |  |  |  |  | F1
| 28 QUINCE CT , LAWRENCEVILLE, NJ, 08648-4801 | 08648-4801 | LAWRENCEVILLE |  |  |  |  | 40.3082 | '-74.73401962 |  | UL | N | UX |  | UX
| 95 QUINCE CT , LAWRENCEVILLE, NJ, 08648-4837 | 08648-4837 | LAWRENCEVILLE |  |  |  |  | 40.3092 | '-74.73519439 |  | NL |  | C |  | C |  |  |  |  | F1
| 24 QUINCE CT , LAWRENCEVILLE, NJ, 08648-4801 | 08648-4801 | LAWRENCEVILLE |  |  |  |  | 40.3083 | '-74.73390579 |  | NL |  | C |  | C |  |  |  |  | F1
| 91 QUINCE CT , LAWRENCEVILLE, NJ, 08648-4837 | 08648-4837 | LAWRENCEVILLE |  |  |  |  | 40.3093 | '-74.73518535 |  | NL |  | C |  | C |  |  |  |  | F1
| 10 LAWRENCIA DR , LAWRENCEVILLE, NJ, 08648-1551 | 08648-1551 | LAWRENCEVILLE |  |  |  |  | 40.2972 | '-74.74724939 |  | UL | N | UX |  | UX
| 37 LAWRENCIA DR , LAWRENCEVILLE, NJ, 08648-2026 | 08648-2026 | LAWRENCEVILLE |  |  |  |  | 40.2933 | '-74.74366899 |  | NL |  | C |  | C |  |  |  |  | F1
| 59 LAWRENCIA DR , LAWRENCEVILLE, NJ, 08648-2026 | 08648-2026 | LAWRENCEVILLE |  |  |  |  | 40.2922 | '-74.73950042 |  | UL | N | UX |  | UX
| 7 EDGEHILL AVE , LAWRENCEVILLE, NJ, 08648-1621 | 08648-1621 | LAWRENCEVILLE |  |  |  |  | 40.296 | '-74.73453784 |  | NL |  | C |  | C |  |  |  |  | F1
| 35 LAWRENCIA DR , LAWRENCEVILLE, NJ, 08648-2026 | 08648-2026 | LAWRENCEVILLE |  |  |  |  | 40.2935 | '-74.74391843 |  | NL |  | C |  | P |  |  |  |  | F1
| 12 HAMILTON CT , LAWRENCEVILLE, NJ, 08648-1553 | 08648-1553 | LAWRENCEVILLE |  |  |  |  | 40.2986 | '-74.74937568 |  | UL | N | UX |  | UX
| 26 LAWRENCIA DR , LAWRENCEVILLE, NJ, 08648-2027 | 08648-2027 | LAWRENCEVILLE |  |  |  |  | 40.2946 | '-74.74557579 |  | NL |  | C |  | C |  |  |  |  | F1
| 58 TITUS AVE , LAWRENCEVILLE, NJ, 08648-1661 | 08648-1661 | LAWRENCEVILLE |  |  |  |  | 40.2982 | '-74.73544111 |  | UL | N | UX |  | UX
| E4 CARVER PL , LAWRENCEVILLE, NJ, 08648-1423 | 08648-1423 | LAWRENCEVILLE |  |  |  |  | 40.3023 | '-74.74307665 |  | NL |  | C |  | P |  |  |  |  | F1
| E5 CARVER PL , LAWRENCEVILLE, NJ, 08648-1423 | 08648-1423 | LAWRENCEVILLE |  |  |  |  | 40.3024 | '-74.743125 |  | NL |  | C |  | C |  |  |  |  | F1
| E3 CARVER PL , LAWRENCEVILLE, NJ, 08648-1423 | 08648-1423 | LAWRENCEVILLE |  |  |  |  | 40.3023 | '-74.74303419 |  | NL |  | C |  | P |  |  |  |  | F1
| E1 CARVER PL , LAWRENCEVILLE, NJ, 08648-1423 | 08648-1423 | LAWRENCEVILLE |  |  |  |  | 40.3022 | '-74.74292213 |  | NL |  | C |  | P |  |  |  |  | F1
| E2 CARVER PL , LAWRENCEVILLE, NJ, 08648-1423 | 08648-1423 | LAWRENCEVILLE |  |  |  |  | 40.3022 | '-74.74299053 |  | NL |  | C |  | C |  |  |  |  | F1
| 17 HAMILTON CT , LAWRENCEVILLE, NJ, 08648-1555 | 08648-1555 | LAWRENCEVILLE |  |  |  |  | 40.299 | '-74.75027942 |  | UL | N | UX |  | UX
| 25 COLD SOIL RD , LAWRENCEVILLE, NJ, 08648-1054 | 08648-1054 | LAWRENCEVILLE |  |  |  |  | 40.3033 | '-74.72775232 |  | UL | N | UX |  | UX
| 206 FEDERAL CITY RD , LAWRENCEVILLE, NJ, 08648-1510 | 08648-1510 | LAWRENCEVILLE |  |  |  |  | 40.2993 | '-74.75217168 |  | NL |  | C |  | P |  |  |  |  | F1
| 8 WINTHROP RD , LAWRENCEVILLE, NJ, 08648-1545 | 08648-1545 | LAWRENCEVILLE |  |  |  |  | 40.2982 | '-74.75107404 |  | NL |  | C |  | C |  |  |  |  | F1
| 49 LAWRENCIA DR , LAWRENCEVILLE, NJ, 08648-2026 | 08648-2026 | LAWRENCEVILLE |  |  |  |  | 40.2921 | '-74.74161161 |  | NL |  | C |  | C |  |  |  |  | F1
| 40 LAWRENCIA DR , LAWRENCEVILLE, NJ, 08648-2028 | 08648-2028 | LAWRENCEVILLE |  |  |  |  | 40.2926 | '-74.74344539 |  | NL |  | C |  | C |  |  |  |  | F1
| 14 PADDOCK DR , LAWRENCEVILLE, NJ, 08648-1567 | 08648-1567 | LAWRENCEVILLE |  |  |  |  | 40.3006 | '-74.75256226 |  | NL |  | C |  | O | DUCTILE IRON |  |  |  | F1
| 102 QUINCE CT , LAWRENCEVILLE, NJ, 08648-4807 | 08648-4807 | LAWRENCEVILLE |  |  |  |  | 40.3095 | '-74.73536375 |  | UL | N | UX |  | UX
| 43 QUINCE CT , LAWRENCEVILLE, NJ, 08648-4802 | 08648-4802 | LAWRENCEVILLE |  |  |  |  | 40.3085 | '-74.73439434 |  | NL |  | C |  | C |  |  |  |  | F1
| 44 QUINCE CT , LAWRENCEVILLE, NJ, 08648-4802 | 08648-4802 | LAWRENCEVILLE |  |  |  |  | 40.3086 | '-74.73444446 |  | UL | N | UX |  | UX
| 13 JASMINE CT , LAWRENCEVILLE, NJ, 08648-4808 | 08648-4808 | LAWRENCEVILLE |  |  |  |  | 40.3095 | '-74.73630328 |  | NL |  | C |  | C |  |  |  |  | F1
| 2505 MAIN ST , LAWRENCEVILLE, NJ, 08648-1617 | 08648-1617 | LAWRENCEVILLE |  |  |  |  | 40.2931 | '-74.73383641 |  | NL |  | C |  | C |  |  |  |  | F1
| 15 JASMINE CT , LAWRENCEVILLE, NJ, 08648-4808 | 08648-4808 | LAWRENCEVILLE |  |  |  |  | 40.3094 | '-74.73628721 |  | UL | N | UX |  | UX
| 16 JASMINE CT , LAWRENCEVILLE, NJ, 08648-4808 | 08648-4808 | LAWRENCEVILLE |  |  |  |  | 40.3094 | '-74.73626746 |  | UL | N | UX |  | UX
| 27 LAWRENCIA DR , LAWRENCEVILLE, NJ, 08648-2026 | 08648-2026 | LAWRENCEVILLE |  |  |  |  | 40.2945 | '-74.74492976 |  | NL |  | C |  | C |  |  |  |  | F1
| 214 FEDERAL CITY RD , LAWRENCEVILLE, NJ, 08648-1510 | 08648-1510 | LAWRENCEVILLE |  |  |  |  | 40.3011 | '-74.75154414 |  | NL |  | C |  | C |  |  |  |  | F1
| 31 WINTHROP RD , LAWRENCEVILLE, NJ, 08648-1557 | 08648-1557 | LAWRENCEVILLE |  |  |  |  | 40.2949 | '-74.75079107 |  | NL |  | C |  | C |  |  |  |  | F1
| 198 FEDERAL CITY RD , LAWRENCEVILLE, NJ, 08648-1519 | 08648-1519 | LAWRENCEVILLE |  |  |  |  | 40.2972 | '-74.75289701 |  | UL | N | C |  | UX |  |  |  |  | F1
| 26 VIBURNUM CT , LAWRENCEVILLE, NJ, 08648-4810 | 08648-4810 | LAWRENCEVILLE |  |  |  |  | 40.3086 | '-74.73741557 |  | NL |  | C |  | C |  |  |  |  | F1
| E6 CARVER PL , LAWRENCEVILLE, NJ, 08648-1423 | 08648-1423 | LAWRENCEVILLE |  |  |  |  | 40.3024 | '-74.74320399 |  | UL | N | UX |  | UX
| E8 CARVER PL , LAWRENCEVILLE, NJ, 08648-1423 | 08648-1423 | LAWRENCEVILLE |  |  |  |  | 40.3027 | '-74.74283915 |  | NL |  | C |  | P |  |  |  |  | F1
| E7 CARVER PL , LAWRENCEVILLE, NJ, 08648-1423 | 08648-1423 | LAWRENCEVILLE |  |  |  |  | 40.3026 | '-74.74292457 |  | NL |  | C |  | P |  |  |  |  | F1
| 2581 MAIN ST , LAWRENCEVILLE, NJ, 08648-1658 | 08648-1658 | LAWRENCEVILLE |  |  |  |  | 40.2953 | '-74.73196723 |  | NL |  | C |  | C |  |  |  |  | F1
| E9 CARVER PL , LAWRENCEVILLE, NJ, 08648-1423 | 08648-1423 | LAWRENCEVILLE |  |  |  |  | 40.3027 | '-74.74278403 |  | NL |  | C |  | P |  |  |  |  | F1
| E10 CARVER PL , LAWRENCEVILLE, NJ, 08648-1423 | 08648-1423 | LAWRENCEVILLE |  |  |  |  | 40.3028 | '-74.74273002 |  | NL |  | C |  | P |  |  |  |  | F1
| E11 CARVER PL , LAWRENCEVILLE, NJ, 08648-1423 | 08648-1423 | LAWRENCEVILLE |  |  |  |  | 40.3028 | '-74.74267613 |  | NL |  | C |  | P |  |  |  |  | F1
| 6 SURREY DR , LAWRENCEVILLE, NJ, 08648-1571 | 08648-1571 | LAWRENCEVILLE |  |  |  |  | 40.2996 | '-74.75433482 |  | NL |  | C |  | C |  |  |  |  | F1
| 12 JASMINE CT , LAWRENCEVILLE, NJ, 08648-4808 | 08648-4808 | LAWRENCEVILLE |  |  |  |  | 40.3096 | '-74.73632171 |  | NL |  | C |  | C |  |  |  |  | F1
| 26 JASMINE CT , LAWRENCEVILLE, NJ, 08648-4808 | 08648-4808 | LAWRENCEVILLE |  |  |  |  | 40.309 | '-74.73657787 |  | NL |  | C |  | C |  |  |  |  | F1
| 21 VIBURNUM CT , LAWRENCEVILLE, NJ, 08648-4810 | 08648-4810 | LAWRENCEVILLE |  |  |  |  | 40.3088 | '-74.73712941 |  | NL |  | C |  | C |  |  |  |  | F1
| 24 JASMINE CT , LAWRENCEVILLE, NJ, 08648-4808 | 08648-4808 | LAWRENCEVILLE |  |  |  |  | 40.309 | '-74.73645887 |  | NL |  | C |  | C |  |  |  |  | F1
| 55 VIBURNUM CT , LAWRENCEVILLE, NJ, 08648-4811 | 08648-4811 | LAWRENCEVILLE |  |  |  |  | 40.3087 | '-74.7385528 |  | NL |  | C |  | C |  |  |  |  | F1
| 42 VIBURNUM CT , LAWRENCEVILLE, NJ, 08648-4810 | 08648-4810 | LAWRENCEVILLE |  |  |  |  | 40.3085 | '-74.73777633 |  | UL | N | UX |  | UX
| 2481 MAIN ST , LAWRENCEVILLE, NJ, 08648-1616 | 08648-1616 | LAWRENCEVILLE |  |  |  |  | 40.2926 | '-74.73408388 |  | NL |  | C |  | C |  |  |  |  | F1
| 52 VIBURNUM CT , LAWRENCEVILLE, NJ, 08648-4811 | 08648-4811 | LAWRENCEVILLE |  |  |  |  | 40.3086 | '-74.73844348 |  | NL |  | C |  | C |  |  |  |  | F1
| 3 MARK CERMELE CT , LAWRENCEVILLE, NJ, 08648-1069 | 08648-1069 | LAWRENCEVILLE |  |  |  |  | 40.3075 | '-74.73067506 |  | NL |  | C |  | P |  |  |  |  | F1
| 57 LAWRENCIA DR , LAWRENCEVILLE, NJ, 08648-2026 | 08648-2026 | LAWRENCEVILLE |  |  |  |  | 40.292 | '-74.73994276 |  | NL |  | C |  | C |  |  |  |  | F1
| 51 VIBURNUM CT , LAWRENCEVILLE, NJ, 08648-4811 | 08648-4811 | LAWRENCEVILLE |  |  |  |  | 40.3085 | '-74.73841218 |  | NL |  | C |  | C |  |  |  |  | F1
| 13 VIBURNUM CT , LAWRENCEVILLE, NJ, 08648-4809 | 08648-4809 | LAWRENCEVILLE |  |  |  |  | 40.3092 | '-74.7373695 |  | UL | N | UX |  | UX
| 25 JASMINE CT , LAWRENCEVILLE, NJ, 08648-4808 | 08648-4808 | LAWRENCEVILLE |  |  |  |  | 40.309 | '-74.73652038 |  | NL |  | C |  | C |  |  |  |  | F1
| 21 JASMINE CT , LAWRENCEVILLE, NJ, 08648-4808 | 08648-4808 | LAWRENCEVILLE |  |  |  |  | 40.3091 | '-74.73625031 |  | UL | N | UX |  | UX
| 13 CYPRESS CT , LAWRENCEVILLE, NJ, 08648-4812 | 08648-4812 | LAWRENCEVILLE |  |  |  |  | 40.3083 | '-74.73613604 |  | UL | N | UX |  | C |  |  |  |  | F1
| 32 QUINCE CT , LAWRENCEVILLE, NJ, 08648-4802 | 08648-4802 | LAWRENCEVILLE |  |  |  |  | 40.3086 | '-74.73341214 |  | NL |  | C |  | C |  |  |  |  | F1
| 54 VIBURNUM CT , LAWRENCEVILLE, NJ, 08648-4811 | 08648-4811 | LAWRENCEVILLE |  |  |  |  | 40.3086 | '-74.73851591 |  | NL |  | C |  | C |  |  |  |  | F1
| 57 TITUS AVE , LAWRENCEVILLE, NJ, 08648-1647 | 08648-1647 | LAWRENCEVILLE |  |  |  |  | 40.2978 | '-74.7355341 |  | G |  | UX |  | G |  |  |  |  | F1
| 32 VIBURNUM CT , LAWRENCEVILLE, NJ, 08648-4809 | 08648-4809 | LAWRENCEVILLE |  |  |  |  | 40.309 | '-74.73789977 |  | UL | N | UX |  | UX
| 22 JASMINE CT , LAWRENCEVILLE, NJ, 08648-4808 | 08648-4808 | LAWRENCEVILLE |  |  |  |  | 40.3091 | '-74.7363193 |  | NL |  | C |  | P |  |  |  |  | F1
| 16 CYPRESS CT , LAWRENCEVILLE, NJ, 08648-4812 | 08648-4812 | LAWRENCEVILLE |  |  |  |  | 40.3084 | '-74.73627474 |  | NL |  | C |  | C |  |  |  |  | F1
| 15 VIBURNUM CT , LAWRENCEVILLE, NJ, 08648-4809 | 08648-4809 | LAWRENCEVILLE |  |  |  |  | 40.3091 | '-74.73750315 |  | NL |  | C |  | C |  |  |  |  | F1
| 13 JAMES ST 1ST ST UNIT 1ST FL, LAWRENCEVILLE, NJ, 08648 | 08648 | LAWRENCEVILLE |  |  |  |  | 40.2988 | '-74.73064775 |  | NL |  | C |  | C |  |  |  |  | F1
| 14 VIBURNUM CT , LAWRENCEVILLE, NJ, 08648-4809 | 08648-4809 | LAWRENCEVILLE |  |  |  |  | 40.3092 | '-74.73743466 |  | NL |  | C |  | C |  |  |  |  | F1
| 44 VIBURNUM CT , LAWRENCEVILLE, NJ, 08648-4810 | 08648-4810 | LAWRENCEVILLE |  |  |  |  | 40.3085 | '-74.73793355 |  | UL | N | UX |  | UX
| 23 JASMINE CT , LAWRENCEVILLE, NJ, 08648-4808 | 08648-4808 | LAWRENCEVILLE |  |  |  |  | 40.3091 | '-74.73638953 |  | NL |  | C |  | C |  |  |  |  | F1
| 11 VIBURNUM CT , LAWRENCEVILLE, NJ, 08648-4809 | 08648-4809 | LAWRENCEVILLE |  |  |  |  | 40.3093 | '-74.73723754 |  | NL |  | C |  | C |  |  |  |  | F1
| 22 VIBURNUM CT , LAWRENCEVILLE, NJ, 08648-4810 | 08648-4810 | LAWRENCEVILLE |  |  |  |  | 40.3088 | '-74.73719394 |  | NL |  | C |  | C |  |  |  |  | F1
| 36 GREEN AVE , LAWRENCEVILLE, NJ, 08648-1646 | 08648-1646 | LAWRENCEVILLE |  |  |  |  | 40.2961 | '-74.73546441 |  | NL |  | C |  | C |  |  |  |  | F1
| 31 VIBURNUM CT , LAWRENCEVILLE, NJ, 08648-4809 | 08648-4809 | LAWRENCEVILLE |  |  |  |  | 40.309 | '-74.73783319 |  | NL |  | C |  | C |  |  |  |  | F1
| 46 VIBURNUM CT , LAWRENCEVILLE, NJ, 08648-4810 | 08648-4810 | LAWRENCEVILLE |  |  |  |  | 40.3085 | '-74.73808757 |  | NL |  | C |  | C |  |  |  |  | F1
| 56 VIBURNUM CT , LAWRENCEVILLE, NJ, 08648-4811 | 08648-4811 | LAWRENCEVILLE |  |  |  |  | 40.3087 | '-74.73858274 |  | NL |  | C |  | C |  |  |  |  | F1
| 34 VIBURNUM CT , LAWRENCEVILLE, NJ, 08648-4809 | 08648-4809 | LAWRENCEVILLE |  |  |  |  | 40.3089 | '-74.73803249 |  | NL |  | C |  | C |  |  |  |  | F1
| 41 VIBURNUM CT , LAWRENCEVILLE, NJ, 08648-4810 | 08648-4810 | LAWRENCEVILLE |  |  |  |  | 40.3085 | '-74.73770236 |  | UL | N | UX |  | UX
| 24 VIBURNUM CT , LAWRENCEVILLE, NJ, 08648-4810 | 08648-4810 | LAWRENCEVILLE |  |  |  |  | 40.3087 | '-74.73730162 |  | NL |  | C |  | C |  |  |  |  | F1
| 43 VIBURNUM CT , LAWRENCEVILLE, NJ, 08648-4810 | 08648-4810 | LAWRENCEVILLE |  |  |  |  | 40.3085 | '-74.7378503 |  | UL | N | C |  | UX |  |  |  |  | F1
| 16 VIBURNUM CT , LAWRENCEVILLE, NJ, 08648-4809 | 08648-4809 | LAWRENCEVILLE |  |  |  |  | 40.3091 | '-74.73756987 |  | UL | N | UX |  | UX
| 25 VIBURNUM CT , LAWRENCEVILLE, NJ, 08648-4810 | 08648-4810 | LAWRENCEVILLE |  |  |  |  | 40.3086 | '-74.73736207 |  | NL |  | C |  | C |  |  |  |  | F1
| 37 COLD SOIL RD , LAWRENCEVILLE, NJ, 08648-1054 | 08648-1054 | LAWRENCEVILLE |  |  |  |  | 40.3047 | '-74.72892375 |  | NL |  | C |  | C |  |  |  |  | F1
| 47 GREEN AVE , LAWRENCEVILLE, NJ, 08648-1623 | 08648-1623 | LAWRENCEVILLE |  |  |  |  | 40.2965 | '-74.73657745 |  | NL |  | C |  | C |  |  |  |  | F1
| 11 JASMINE CT , LAWRENCEVILLE, NJ, 08648-4808 | 08648-4808 | LAWRENCEVILLE |  |  |  |  | 40.3096 | '-74.73633032 |  | NL |  | C |  | C |  |  |  |  | F1
| 14 JASMINE CT , LAWRENCEVILLE, NJ, 08648-4808 | 08648-4808 | LAWRENCEVILLE |  |  |  |  | 40.3095 | '-74.73629097 |  | UL | N | UX |  | UX
| 45 VIBURNUM CT , LAWRENCEVILLE, NJ, 08648-4810 | 08648-4810 | LAWRENCEVILLE |  |  |  |  | 40.3085 | '-74.73800381 |  | NL |  | C |  | C |  |  |  |  | F1
| 23 QUINCE CT , LAWRENCEVILLE, NJ, 08648-4801 | 08648-4801 | LAWRENCEVILLE |  |  |  |  | 40.3082 | '-74.73392504 |  | UL | N | C |  | UX |  |  |  |  | F1
| 27 CYPRESS CT , LAWRENCEVILLE, NJ, 08648-4812 | 08648-4812 | LAWRENCEVILLE |  |  |  |  | 40.3081 | '-74.73580695 |  | NL |  | C |  | C |  |  |  |  | F1
| 25 CYPRESS CT , LAWRENCEVILLE, NJ, 08648-4812 | 08648-4812 | LAWRENCEVILLE |  |  |  |  | 40.3082 | '-74.7360553 |  | NL |  | C |  | C |  |  |  |  | F1
| 12 CYPRESS CT , LAWRENCEVILLE, NJ, 08648-4812 | 08648-4812 | LAWRENCEVILLE |  |  |  |  | 40.3083 | '-74.73618982 |  | NL |  | C |  | P |  |  |  |  | F1
| 22 CYPRESS CT , LAWRENCEVILLE, NJ, 08648-4812 | 08648-4812 | LAWRENCEVILLE |  |  |  |  | 40.3082 | '-74.73593231 |  | NL |  | C |  | C |  |  |  |  | F1
| 15 CYPRESS CT , LAWRENCEVILLE, NJ, 08648-4812 | 08648-4812 | LAWRENCEVILLE |  |  |  |  | 40.3083 | '-74.73631757 |  | UL | N | C |  | UX |  |  |  |  | F1
| 28 CYPRESS CT , LAWRENCEVILLE, NJ, 08648-4812 | 08648-4812 | LAWRENCEVILLE |  |  |  |  | 40.308 | '-74.73584029 |  | NL |  | C |  | C |  |  |  |  | F1
| 19 WILLOW RD , LAWRENCEVILLE, NJ, 08648-1619 | 08648-1619 | LAWRENCEVILLE |  |  |  |  | 40.2925 | '-74.73649506 |  | NL |  | C |  | C |  |  |  |  | F1
| 21 CYPRESS CT , LAWRENCEVILLE, NJ, 08648-4812 | 08648-4812 | LAWRENCEVILLE |  |  |  |  | 40.3081 | '-74.73599979 |  | NL |  | C |  | P |  |  |  |  | F1
| 47 CYPRESS CT , LAWRENCEVILLE, NJ, 08648-4813 | 08648-4813 | LAWRENCEVILLE |  |  |  |  | 40.3074 | '-74.73599435 |  | NL |  | C |  | C |  |  |  |  | F1
| 24 CYPRESS CT , LAWRENCEVILLE, NJ, 08648-4812 | 08648-4812 | LAWRENCEVILLE |  |  |  |  | 40.3081 | '-74.73593685 |  | NL |  | C |  | C |  |  |  |  | F1
| 32 CYPRESS CT , LAWRENCEVILLE, NJ, 08648-4813 | 08648-4813 | LAWRENCEVILLE |  |  |  |  | 40.3077 | '-74.73578857 |  | NL |  | C |  | C |  |  |  |  | F1
| 45 CYPRESS CT , LAWRENCEVILLE, NJ, 08648-4813 | 08648-4813 | LAWRENCEVILLE |  |  |  |  | 40.3076 | '-74.73596334 |  | NL |  | C |  | C |  |  |  |  | F1
| 18 CYPRESS CT , LAWRENCEVILLE, NJ, 08648-4812 | 08648-4812 | LAWRENCEVILLE |  |  |  |  | 40.3082 | '-74.73610696 |  | NL |  | C |  | P |  |  |  |  | F1
| 14 CYPRESS CT , LAWRENCEVILLE, NJ, 08648-4812 | 08648-4812 | LAWRENCEVILLE |  |  |  |  | 40.3082 | '-74.73619992 |  | NL |  | C |  | C |  |  |  |  | F1
| 17 CYPRESS CT , LAWRENCEVILLE, NJ, 08648-4812 | 08648-4812 | LAWRENCEVILLE |  |  |  |  | 40.3082 | '-74.73606522 |  | NL |  | C |  | C |  |  |  |  | F1
| 26 CYPRESS CT , LAWRENCEVILLE, NJ, 08648-4812 | 08648-4812 | LAWRENCEVILLE |  |  |  |  | 40.3082 | '-74.73602052 |  | NL |  | C |  | C |  |  |  |  | F1
| 38 CYPRESS CT , LAWRENCEVILLE, NJ, 08648-4813 | 08648-4813 | LAWRENCEVILLE |  |  |  |  | 40.3076 | '-74.73591697 |  | NL |  | C |  | C |  |  |  |  | F1
| 3 GREEN AVE , LAWRENCEVILLE, NJ, 08648-1623 | 08648-1623 | LAWRENCEVILLE |  |  |  |  | 40.294 | '-74.73375311 |  | UL | N | UX |  | UX
| 48 CYPRESS CT , LAWRENCEVILLE, NJ, 08648-4813 | 08648-4813 | LAWRENCEVILLE |  |  |  |  | 40.3074 | '-74.73605203 |  | NL |  | C |  | C |  |  |  |  | F1
| 32 ABELIA CT , LAWRENCEVILLE, NJ, 08648-4825 | 08648-4825 | LAWRENCEVILLE |  |  |  |  | 40.3054 | '-74.73976559 |  | NL |  | C |  | C |  |  |  |  | F1
| 34 CYPRESS CT , LAWRENCEVILLE, NJ, 08648-4813 | 08648-4813 | LAWRENCEVILLE |  |  |  |  | 40.3077 | '-74.7359135 |  | NL |  | C |  | C |  |  |  |  | F1
| 53 VIBURNUM CT , LAWRENCEVILLE, NJ, 08648-4811 | 08648-4811 | LAWRENCEVILLE |  |  |  |  | 40.3086 | '-74.73848287 |  | NL |  | C |  | C |  |  |  |  | F1
| 16 ABELIA CT , LAWRENCEVILLE, NJ, 08648-4824 | 08648-4824 | LAWRENCEVILLE |  |  |  |  | 40.3058 | '-74.7395987 |  | UL | N | C |  | UX |  |  |  |  | F1
| 46 CYPRESS CT , LAWRENCEVILLE, NJ, 08648-4813 | 08648-4813 | LAWRENCEVILLE |  |  |  |  | 40.3076 | '-74.73589856 |  | NL |  | C |  | C |  |  |  |  | F1
| 11 CYPRESS CT , LAWRENCEVILLE, NJ, 08648-4812 | 08648-4812 | LAWRENCEVILLE |  |  |  |  | 40.3083 | '-74.7362564 |  | UL | N | C |  | UX |  |  |  |  | F1
| 42 CYPRESS CT , LAWRENCEVILLE, NJ, 08648-4813 | 08648-4813 | LAWRENCEVILLE |  |  |  |  | 40.3075 | '-74.73591852 |  | NL |  | C |  | C |  |  |  |  | F1
| 38 JUNIPER CT , LAWRENCEVILLE, NJ, 08648-4823 | 08648-4823 | LAWRENCEVILLE |  |  |  |  | 40.3079 | '-74.73692369 |  | NL |  | C |  | C |  |  |  |  | F1
| 21 TITUS AVE , LAWRENCEVILLE, NJ, 08648-1625 | 08648-1625 | LAWRENCEVILLE |  |  |  |  | 40.2961 | '-74.73350489 |  | NL |  | C |  | C |  |  |  |  | F1
| 25 ABELIA CT , LAWRENCEVILLE, NJ, 08648-4825 | 08648-4825 | LAWRENCEVILLE |  |  |  |  | 40.3054 | '-74.73934831 |  | UL | N | UX |  | UX
| 33 ABELIA CT , LAWRENCEVILLE, NJ, 08648-4825 | 08648-4825 | LAWRENCEVILLE |  |  |  |  | 40.3055 | '-74.73981276 |  | NL |  | C |  | C |  |  |  |  | F1
| 12 ABELIA CT , LAWRENCEVILLE, NJ, 08648-4824 | 08648-4824 | LAWRENCEVILLE |  |  |  |  | 40.306 | '-74.73933409 |  | NL |  | C |  | C |  |  |  |  | F1
| 14 ABELIA CT , LAWRENCEVILLE, NJ, 08648-4824 | 08648-4824 | LAWRENCEVILLE |  |  |  |  | 40.3059 | '-74.73946426 |  | NL |  | C |  | C |  |  |  |  | F1
| 48 JUNIPER CT , LAWRENCEVILLE, NJ, 08648-4823 | 08648-4823 | LAWRENCEVILLE |  |  |  |  | 40.3077 | '-74.73723974 |  | UL | N | UX |  | UX
| 44 JUNIPER CT , LAWRENCEVILLE, NJ, 08648-4823 | 08648-4823 | LAWRENCEVILLE |  |  |  |  | 40.3078 | '-74.73718385 |  | NL |  | C |  | C |  |  |  |  | F1
| 43 JUNIPER CT , LAWRENCEVILLE, NJ, 08648-4823 | 08648-4823 | LAWRENCEVILLE |  |  |  |  | 40.3078 | '-74.73732072 |  | NL |  | C |  | C |  |  |  |  | F1
| 35 ABELIA CT , LAWRENCEVILLE, NJ, 08648-4825 | 08648-4825 | LAWRENCEVILLE |  |  |  |  | 40.3056 | '-74.73992532 |  | NL |  | C |  | C |  |  |  |  | F1
| 41 JUNIPER CT , LAWRENCEVILLE, NJ, 08648-4823 | 08648-4823 | LAWRENCEVILLE |  |  |  |  | 40.3077 | '-74.73730088 |  | UL | N | C |  | UX |  |  |  |  | F1
| 41 CYPRESS CT , LAWRENCEVILLE, NJ, 08648-4813 | 08648-4813 | LAWRENCEVILLE |  |  |  |  | 40.3075 | '-74.73602123 |  | NL |  | C |  | C |  |  |  |  | F1
| 7 JAMES ST , LAWRENCEVILLE, NJ, 08648-1010 | 08648-1010 | LAWRENCEVILLE |  |  |  |  | 40.2986 | '-74.73097576 |  | NL |  | C |  | C |  |  |  |  | F1
| 35 JUNIPER CT , LAWRENCEVILLE, NJ, 08648-4823 | 08648-4823 | LAWRENCEVILLE |  |  |  |  | 40.3078 | '-74.73712598 |  | NL |  | C |  | C |  |  |  |  | F1
| 26 ABELIA CT , LAWRENCEVILLE, NJ, 08648-4825 | 08648-4825 | LAWRENCEVILLE |  |  |  |  | 40.3054 | '-74.73940892 |  | NL |  | C |  | C |  |  |  |  | F1
| 31 CYPRESS CT , LAWRENCEVILLE, NJ, 08648-4813 | 08648-4813 | LAWRENCEVILLE |  |  |  |  | 40.3078 | '-74.73588717 |  | NL |  | C |  | C |  |  |  |  | F1
| 21 JUNIPER CT , LAWRENCEVILLE, NJ, 08648-4822 | 08648-4822 | LAWRENCEVILLE |  |  |  |  | 40.307 | '-74.7369192 |  | UL | N | UX |  | UX
| 46 JUNIPER CT , LAWRENCEVILLE, NJ, 08648-4823 | 08648-4823 | LAWRENCEVILLE |  |  |  |  | 40.3077 | '-74.73742616 |  | UL | N | C |  | UX |  |  |  |  | F1
| 21 ABELIA CT , LAWRENCEVILLE, NJ, 08648-4824 | 08648-4824 | LAWRENCEVILLE |  |  |  |  | 40.3055 | '-74.73909395 |  | NL |  | C |  | C |  |  |  |  | F1
| 13 JUNIPER CT , LAWRENCEVILLE, NJ, 08648-4822 | 08648-4822 | LAWRENCEVILLE |  |  |  |  | 40.3072 | '-74.73726721 |  | NL |  | C |  | C |  |  |  |  | F1
| 24 ABELIA CT , LAWRENCEVILLE, NJ, 08648-4825 | 08648-4825 | LAWRENCEVILLE |  |  |  |  | 40.3055 | '-74.73928771 |  | NL |  | C |  | C |  |  |  |  | F1
| 35 VIBURNUM CT , LAWRENCEVILLE, NJ, 08648-4809 | 08648-4809 | LAWRENCEVILLE |  |  |  |  | 40.3089 | '-74.73810478 |  | NL |  | C |  | C |  |  |  |  | F1
| 36 VIBURNUM CT , LAWRENCEVILLE, NJ, 08648-4809 | 08648-4809 | LAWRENCEVILLE |  |  |  |  | 40.3089 | '-74.73817131 |  | NL |  | C |  | C |  |  |  |  | F1
| 89 PHILLIPS AVE , LAWRENCEVILLE, NJ, 08648-1022 | 08648-1022 | LAWRENCEVILLE |  |  |  |  | 40.3004 | '-74.73396887 |  | UL | N | UX |  | UX
| 23 CYPRESS CT , LAWRENCEVILLE, NJ, 08648-4812 | 08648-4812 | LAWRENCEVILLE |  |  |  |  | 40.3081 | '-74.73587273 |  | NL |  | C |  | P |  |  |  |  | F1
| 31 JUNIPER CT , LAWRENCEVILLE, NJ, 08648-4823 | 08648-4823 | LAWRENCEVILLE |  |  |  |  | 40.3078 | '-74.7370348 |  | NL |  | C |  | C |  |  |  |  | F1
| 37 JUNIPER CT , LAWRENCEVILLE, NJ, 08648-4823 | 08648-4823 | LAWRENCEVILLE |  |  |  |  | 40.308 | '-74.73696659 |  | NL |  | C |  | C |  |  |  |  | F1
| 36 CYPRESS CT , LAWRENCEVILLE, NJ, 08648-4813 | 08648-4813 | LAWRENCEVILLE |  |  |  |  | 40.3078 | '-74.73579074 |  | UL | N | C |  | UX |  |  |  |  | F1
| 212 FEDERAL CITY RD , LAWRENCEVILLE, NJ, 08648-1510 | 08648-1510 | LAWRENCEVILLE |  |  |  |  | 40.3007 | '-74.75171441 |  | NL |  | C |  | C |  |  |  |  | F1
| 29 LAWRENCIA DR , LAWRENCEVILLE, NJ, 08648-2026 | 08648-2026 | LAWRENCEVILLE |  |  |  |  | 40.2943 | '-74.7446958 |  | NL |  | C |  | C |  |  |  |  | F1
| 39 LAWRENCIA DR , LAWRENCEVILLE, NJ, 08648-2026 | 08648-2026 | LAWRENCEVILLE |  |  |  |  | 40.293 | '-74.743389 |  | NL |  | C |  | C |  |  |  |  | F1
| 28 LAWRENCIA DR , LAWRENCEVILLE, NJ, 08648-2028 | 08648-2028 | LAWRENCEVILLE |  |  |  |  | 40.2942 | '-74.74508068 |  | UL | N | UX |  | UX
| 47 LAWRENCIA DR , LAWRENCEVILLE, NJ, 08648-2026 | 08648-2026 | LAWRENCEVILLE |  |  |  |  | 40.2922 | '-74.74202582 |  | UL | N | UX |  | UX
| 55 LAWRENCIA DR , LAWRENCEVILLE, NJ, 08648-2026 | 08648-2026 | LAWRENCEVILLE |  |  |  |  | 40.292 | '-74.74035699 |  | NL |  | C |  | C |  |  |  |  | F1
| 2645 MAIN ST , LAWRENCEVILLE, NJ, 08648-1012 | 08648-1012 | LAWRENCEVILLE |  |  |  |  | 40.2972 | '-74.73040632 |  | NL |  | C |  | C |  |  |  |  | F1
| 32 LAWRENCIA DR , LAWRENCEVILLE, NJ, 08648-2028 | 08648-2028 | LAWRENCEVILLE |  |  |  |  | 40.2936 | '-74.74455967 |  | NL |  | C |  | C |  |  |  |  | F1
| 51 LAWRENCIA DR , LAWRENCEVILLE, NJ, 08648-2026 | 08648-2026 | LAWRENCEVILLE |  |  |  |  | 40.292 | '-74.74117313 |  | NL |  | C |  | C |  |  |  |  | F1
| 31 LAWRENCIA DR , LAWRENCEVILLE, NJ, 08648-2026 | 08648-2026 | LAWRENCEVILLE |  |  |  |  | 40.294 | '-74.74445631 |  | UL | N | UX |  | UX
| 45 LAWRENCIA DR , LAWRENCEVILLE, NJ, 08648-2026 | 08648-2026 | LAWRENCEVILLE |  |  |  |  | 40.2924 | '-74.74239939 |  | NL |  | C |  | C |  |  |  |  | F1
| E12 CARVER PL , LAWRENCEVILLE, NJ, 08648-1423 | 08648-1423 | LAWRENCEVILLE |  |  |  |  | 40.3028 | '-74.74258994 |  | NL |  | C |  | P |  |  |  |  | F1
| 13 ABELIA CT , LAWRENCEVILLE, NJ, 08648-4824 | 08648-4824 | LAWRENCEVILLE |  |  |  |  | 40.3059 | '-74.73939645 |  | UL | N | UX |  | UX
| 33 VIBURNUM CT , LAWRENCEVILLE, NJ, 08648-4809 | 08648-4809 | LAWRENCEVILLE |  |  |  |  | 40.3089 | '-74.73796519 |  | NL |  | C |  | C |  |  |  |  | F1
| 14 JUNIPER CT , LAWRENCEVILLE, NJ, 08648-4822 | 08648-4822 | LAWRENCEVILLE |  |  |  |  | 40.3072 | '-74.7371968 |  | UL | N | UX |  | P |  |  |  |  | F1
| 45 JUNIPER CT , LAWRENCEVILLE, NJ, 08648-4823 | 08648-4823 | LAWRENCEVILLE |  |  |  |  | 40.3076 | '-74.73739317 |  | UL | N | UX |  | UX
| 47 JUNIPER CT , LAWRENCEVILLE, NJ, 08648-4823 | 08648-4823 | LAWRENCEVILLE |  |  |  |  | 40.3078 | '-74.73722717 |  | NL |  | C |  | C |  |  |  |  | F1
| 30 GREEN AVE , LAWRENCEVILLE, NJ, 08648-1646 | 08648-1646 | LAWRENCEVILLE |  |  |  |  | 40.2957 | '-74.73510447 |  | NL |  | C |  | C |  |  |  |  | F1
| 22 ABELIA CT , LAWRENCEVILLE, NJ, 08648-4824 | 08648-4824 | LAWRENCEVILLE |  |  |  |  | 40.3055 | '-74.73915922 |  | NL |  | C |  | C |  |  |  |  | F1
| 15 ABELIA CT , LAWRENCEVILLE, NJ, 08648-4824 | 08648-4824 | LAWRENCEVILLE |  |  |  |  | 40.3059 | '-74.7395291 |  | UL | N | UX |  | UX
| 26 JUNIPER CT , LAWRENCEVILLE, NJ, 08648-4822 | 08648-4822 | LAWRENCEVILLE |  |  |  |  | 40.3069 | '-74.73691085 |  | NL |  | C |  | C |  |  |  |  | F1
| 28 JUNIPER CT , LAWRENCEVILLE, NJ, 08648-4822 | 08648-4822 | LAWRENCEVILLE |  |  |  |  | 40.3071 | '-74.73706273 |  | UL | N | UX |  | UX
| 32 AZALEA CT , LAWRENCEVILLE, NJ, 08648-4815 | 08648-4815 | LAWRENCEVILLE |  |  |  |  | 40.3061 | '-74.73654197 |  | UL | N | C |  | UX |  |  |  |  | F1
| 33 AZALEA CT , LAWRENCEVILLE, NJ, 08648-4815 | 08648-4815 | LAWRENCEVILLE |  |  |  |  | 40.3061 | '-74.73668016 |  | NL |  | C |  | P |  |  |  |  | F1
| 34 JUNIPER CT , LAWRENCEVILLE, NJ, 08648-4823 | 08648-4823 | LAWRENCEVILLE |  |  |  |  | 40.3079 | '-74.73698325 |  | NL |  | C |  | C |  |  |  |  | F1
| 37 CYPRESS CT , LAWRENCEVILLE, NJ, 08648-4813 | 08648-4813 | LAWRENCEVILLE |  |  |  |  | 40.3076 | '-74.73586306 |  | UL | N | C |  | UX |  |  |  |  | F1
| 46 AZALEA CT , LAWRENCEVILLE, NJ, 08648-4815 | 08648-4815 | LAWRENCEVILLE |  |  |  |  | 40.306 | '-74.73686173 |  | NL |  | C |  | C |  |  |  |  | F1
| 37 AZALEA CT , LAWRENCEVILLE, NJ, 08648-4815 | 08648-4815 | LAWRENCEVILLE |  |  |  |  | 40.306 | '-74.73677933 |  | NL |  | C |  | C |  |  |  |  | F1
| 41 GREEN AVE , LAWRENCEVILLE, NJ, 08648-1623 | 08648-1623 | LAWRENCEVILLE |  |  |  |  | 40.2961 | '-74.73613688 |  | NL |  | C |  | C |  |  |  |  | F1
| 1 EDITH DR , LAWRENCEVILLE, NJ, 08648-2033 | 08648-2033 | LAWRENCEVILLE |  |  |  |  | 40.2916 | '-74.7411898 |  | NL |  | C |  | C |  |  |  |  | F1
| 111 NASSAU DR , LAWRENCEVILLE, NJ, 08648-1431 | 08648-1431 | LAWRENCEVILLE |  |  |  |  | 40.2964 | '-74.74090819 |  | NL |  | P |  | P |  |  |  |  | F1
| 16 PADDOCK DR , LAWRENCEVILLE, NJ, 08648-1569 | 08648-1569 | LAWRENCEVILLE |  |  |  |  | 40.3011 | '-74.75237837 |  | NL |  | C |  | C |  |  |  |  | F1
| 119 NASSAU DR , LAWRENCEVILLE, NJ, 08648-1431 | 08648-1431 | LAWRENCEVILLE |  |  |  |  | 40.2958 | '-74.73979133 |  | NL |  | C |  | P |  |  |  |  | F1
| 18 VALERIE LN , LAWRENCEVILLE, NJ, 08648-1432 | 08648-1432 | LAWRENCEVILLE |  |  |  |  | 40.2974 | '-74.73899592 |  | NL |  | C |  | P |  |  |  |  | F1
| 121 NASSAU DR , LAWRENCEVILLE, NJ, 08648-1431 | 08648-1431 | LAWRENCEVILLE |  |  |  |  | 40.2959 | '-74.73945205 |  | NL |  | C |  | P |  |  |  |  | F1
| 16 VALERIE LN , LAWRENCEVILLE, NJ, 08648-1432 | 08648-1432 | LAWRENCEVILLE |  |  |  |  | 40.2977 | '-74.7389738 |  | NL |  | C |  | P |  |  |  |  | F1
| 12 COACH DR , LAWRENCEVILLE, NJ, 08648-1565 | 08648-1565 | LAWRENCEVILLE |  |  |  |  | 40.2995 | '-74.75544454 |  | NL |  | C |  | C |  |  |  |  | F1
| 33 CYPRESS CT , LAWRENCEVILLE, NJ, 08648-4813 | 08648-4813 | LAWRENCEVILLE |  |  |  |  | 40.3077 | '-74.73580928 |  | NL |  | C |  | P |  |  |  |  | F1
| 44 CYPRESS CT , LAWRENCEVILLE, NJ, 08648-4813 | 08648-4813 | LAWRENCEVILLE |  |  |  |  | 40.3075 | '-74.73604714 |  | NL |  | C |  | C |  |  |  |  | F1
| 10 LAWRPENN RD , LAWRENCEVILLE, NJ, 08648 | 08648 | LAWRENCEVILLE |  |  |  |  | 40.2904 | '-74.73477699 |  | G |  | C |  | G |  |  |  |  | F1
| 11 ABELIA CT , LAWRENCEVILLE, NJ, 08648-4824 | 08648-4824 | LAWRENCEVILLE |  |  |  |  | 40.306 | '-74.73926936 |  | NL |  | C |  | C |  |  |  |  | F1
| 23 ABELIA CT , LAWRENCEVILLE, NJ, 08648-4825 | 08648-4825 | LAWRENCEVILLE |  |  |  |  | 40.3055 | '-74.73921868 |  | UL | N | C |  | UX |  |  |  |  | F1
| 31 ABELIA CT , LAWRENCEVILLE, NJ, 08648-4825 | 08648-4825 | LAWRENCEVILLE |  |  |  |  | 40.3054 | '-74.73970943 |  | NL |  | C |  | C |  |  |  |  | F1
| 33 JUNIPER CT , LAWRENCEVILLE, NJ, 08648-4823 | 08648-4823 | LAWRENCEVILLE |  |  |  |  | 40.3079 | '-74.73705453 |  | NL |  | C |  | C |  |  |  |  | F1
| 36 JUNIPER CT , LAWRENCEVILLE, NJ, 08648-4823 | 08648-4823 | LAWRENCEVILLE |  |  |  |  | 40.3078 | '-74.73716838 |  | NL |  | C |  | C |  |  |  |  | F1
| 18 PADDOCK DR , LAWRENCEVILLE, NJ, 08648-1569 | 08648-1569 | LAWRENCEVILLE |  |  |  |  | 40.3014 | '-74.75228862 |  | NL |  | C |  | C |  |  |  |  | F1
| 8 SURREY DR , LAWRENCEVILLE, NJ, 08648-1571 | 08648-1571 | LAWRENCEVILLE |  |  |  |  | 40.2999 | '-74.75423459 |  | NL |  | C |  | C |  |  |  |  | F1
| 110 NASSAU DR , LAWRENCEVILLE, NJ, 08648-1430 | 08648-1430 | LAWRENCEVILLE |  |  |  |  | 40.2968 | '-74.74041085 |  | NL |  | C |  | P |  |  |  |  | F1
| 117 NASSAU DR , LAWRENCEVILLE, NJ, 08648-1431 | 08648-1431 | LAWRENCEVILLE |  |  |  |  | 40.2958 | '-74.74014857 |  | NL |  | C |  | P |  |  |  |  | F1
| 123 NASSAU DR , LAWRENCEVILLE, NJ, 08648-1431 | 08648-1431 | LAWRENCEVILLE |  |  |  |  | 40.296 | '-74.7391357 |  | UL | N | UX |  | UX
| 39A LAWRPENNRD , LAWRENCEVILLE, NJ, 08648 | 08648 | LAWRENCEVILLE |  |  |  |  | 40.2908 | '-74.7372049 |  | UL | N | UX |  | UX
| 57 CRAVEN LN , LAWRENCEVILLE, NJ, 08648-1636 | 08648-1636 | LAWRENCEVILLE |  |  |  |  | 40.2993 | '-74.73522411 |  | NL |  | C |  | C |  |  |  |  | F1
| 2 THERESA DR , LAWRENCEVILLE, NJ, 08648-2038 | 08648-2038 | LAWRENCEVILLE |  |  |  |  | 40.2918 | '-74.74193541 |  | UL | N | UX |  | UX
| 46 LAWRENCIA DR , LAWRENCEVILLE, NJ, 08648-2028 | 08648-2028 | LAWRENCEVILLE |  |  |  |  | 40.292 | '-74.74239132 |  | NL |  | C |  | C |  |  |  |  | F1
| 34 LAWRENCIA DR , LAWRENCEVILLE, NJ, 08648-2028 | 08648-2028 | LAWRENCEVILLE |  |  |  |  | 40.2933 | '-74.74428927 |  | NL |  | C |  | C |  |  |  |  | F1
| 53 LAWRENCIA DR , LAWRENCEVILLE, NJ, 08648-2026 | 08648-2026 | LAWRENCEVILLE |  |  |  |  | 40.292 | '-74.74076899 |  | NL |  | C |  | C |  |  |  |  | F1
| 38 LAWRENCIA DR , LAWRENCEVILLE, NJ, 08648-2028 | 08648-2028 | LAWRENCEVILLE |  |  |  |  | 40.2929 | '-74.74372659 |  | NL |  | C |  | C |  |  |  |  | F1
| 12 SURREY DR , LAWRENCEVILLE, NJ, 08648-1571 | 08648-1571 | LAWRENCEVILLE |  |  |  |  | 40.3006 | '-74.75373331 |  | NL |  | C |  | C |  |  |  |  | F1
| 32 CORAL TREE CT , LAWRENCEVILLE, NJ, 08648-4817 | 08648-4817 | LAWRENCEVILLE |  |  |  |  | 40.3055 | '-74.73817344 |  | NL |  | C |  | C |  |  |  |  | F1
| 43 CORAL TREE CT , LAWRENCEVILLE, NJ, 08648-4817 | 08648-4817 | LAWRENCEVILLE |  |  |  |  | 40.3057 | '-74.73840464 |  | NL |  | C |  | C |  |  |  |  | F1
| 47 AZALEA CT , LAWRENCEVILLE, NJ, 08648-4815 | 08648-4815 | LAWRENCEVILLE |  |  |  |  | 40.3059 | '-74.73709285 |  | UL | N | UX |  | UX
| 17 CORAL TREE CT , LAWRENCEVILLE, NJ, 08648-4816 | 08648-4816 | LAWRENCEVILLE |  |  |  |  | 40.3056 | '-74.73747064 |  | NL |  | C |  | C |  |  |  |  | F1
| 1 ORCHARD LN , LAWRENCEVILLE, NJ, 08648-2703 | 08648-2703 | LAWRENCEVILLE |  |  |  |  | 40.2823 | '-74.73413097 |  | G |  | C |  | G |  |  |  |  | F1
| 14 CORAL TREE CT , LAWRENCEVILLE, NJ, 08648-4816 | 08648-4816 | LAWRENCEVILLE |  |  |  |  | 40.3057 | '-74.73746536 |  | UL | N | C |  | UX |  |  |  |  | F1
| 28 CORAL TREE CT , LAWRENCEVILLE, NJ, 08648-4816 | 08648-4816 | LAWRENCEVILLE |  |  |  |  | 40.3055 | '-74.73777853 |  | UL | N | UX |  | UX
| 45 AZALEA CT , LAWRENCEVILLE, NJ, 08648-4815 | 08648-4815 | LAWRENCEVILLE |  |  |  |  | 40.3061 | '-74.7368821 |  | NL |  | C |  | C |  |  |  |  | F1
| 43 AZALEA CT , LAWRENCEVILLE, NJ, 08648-4815 | 08648-4815 | LAWRENCEVILLE |  |  |  |  | 40.3059 | '-74.73699297 |  | NL |  | C |  | C |  |  |  |  | F1
| 36 AZALEA CT , LAWRENCEVILLE, NJ, 08648-4815 | 08648-4815 | LAWRENCEVILLE |  |  |  |  | 40.3061 | '-74.73661617 |  | NL |  | C |  | C |  |  |  |  | F1
| 34 AZALEA CT , LAWRENCEVILLE, NJ, 08648-4815 | 08648-4815 | LAWRENCEVILLE |  |  |  |  | 40.3061 | '-74.73673802 |  | NL |  | C |  | C |  |  |  |  | F1
| 31 AZALEA CT , LAWRENCEVILLE, NJ, 08648-4815 | 08648-4815 | LAWRENCEVILLE |  |  |  |  | 40.3062 | '-74.73666616 |  | NL |  | C |  | C |  |  |  |  | F1
| 27 JUNIPER CT , LAWRENCEVILLE, NJ, 08648-4822 | 08648-4822 | LAWRENCEVILLE |  |  |  |  | 40.307 | '-74.7371033 |  | NL |  | C |  | C |  |  |  |  | F1
| 24 JUNIPER CT , LAWRENCEVILLE, NJ, 08648-4822 | 08648-4822 | LAWRENCEVILLE |  |  |  |  | 40.3071 | '-74.73697018 |  | UL | N | UX |  | UX
| LAWR TNSP HALL MET , LAWRENCEVILLE, NJ, 08648 | 08648 | LAWRENCEVILLE |  |  |  |  | 40.3077 | '-74.7452284 |  | NL |  | O | DUCTILE IRON | C |  |  |  |  | F1
| 18 JUNIPER CT , LAWRENCEVILLE, NJ, 08648-4822 | 08648-4822 | LAWRENCEVILLE |  |  |  |  | 40.3073 | '-74.73728654 |  | NL |  | C |  | C |  |  |  |  | F1
| 17 JUNIPER CT , LAWRENCEVILLE, NJ, 08648-4822 | 08648-4822 | LAWRENCEVILLE |  |  |  |  | 40.3072 | '-74.73733158 |  | NL |  | C |  | P |  |  |  |  | F1
| 16 JUNIPER CT , LAWRENCEVILLE, NJ, 08648-4822 | 08648-4822 | LAWRENCEVILLE |  |  |  |  | 40.3071 | '-74.73714214 |  | UL | N | UX |  | UX
| 15 JUNIPER CT , LAWRENCEVILLE, NJ, 08648-4822 | 08648-4822 | LAWRENCEVILLE |  |  |  |  | 40.3071 | '-74.73709932 |  | NL |  | C |  | C |  |  |  |  | F1
| 11 JUNIPER CT , LAWRENCEVILLE, NJ, 08648-4822 | 08648-4822 | LAWRENCEVILLE |  |  |  |  | 40.3072 | '-74.73716021 |  | NL |  | C |  | C |  |  |  |  | F1
| 48 AZALEA CT , LAWRENCEVILLE, NJ, 08648-4815 | 08648-4815 | LAWRENCEVILLE |  |  |  |  | 40.306 | '-74.73712207 |  | NL |  | C |  | C |  |  |  |  | F1
| 15 AZALEA CT , LAWRENCEVILLE, NJ, 08648-4814 | 08648-4814 | LAWRENCEVILLE |  |  |  |  | 40.3065 | '-74.73588957 |  | NL |  | C |  | C |  |  |  |  | F1
| 36 ABELIA CT , LAWRENCEVILLE, NJ, 08648-4825 | 08648-4825 | LAWRENCEVILLE |  |  |  |  | 40.3056 | '-74.73997716 |  | NL |  | C |  | C |  |  |  |  | F1
| 12 CORAL TREE CT , LAWRENCEVILLE, NJ, 08648-4816 | 08648-4816 | LAWRENCEVILLE |  |  |  |  | 40.3057 | '-74.73733541 |  | NL |  | C |  | C |  |  |  |  | F1
| 13 CORAL TREE CT , LAWRENCEVILLE, NJ, 08648-4816 | 08648-4816 | LAWRENCEVILLE |  |  |  |  | 40.3057 | '-74.73738948 |  | NL |  | C |  | C |  |  |  |  | F1
| 64 PHILLIPS AVE , LAWRENCEVILLE, NJ, 08648-1038 | 08648-1038 | LAWRENCEVILLE |  |  |  |  | 40.2991 | '-74.73122155 |  | NL |  | C |  | C |  |  |  |  | F1
| 16 CORAL TREE CT , LAWRENCEVILLE, NJ, 08648-4816 | 08648-4816 | LAWRENCEVILLE |  |  |  |  | 40.3058 | '-74.73727811 |  | NL |  | C |  | C |  |  |  |  | F1
| 18 CORAL TREE CT , LAWRENCEVILLE, NJ, 08648-4816 | 08648-4816 | LAWRENCEVILLE |  |  |  |  | 40.3057 | '-74.73751659 |  | UL | N | C |  | UX |  |  |  |  | F1
| 22 CORAL TREE CT , LAWRENCEVILLE, NJ, 08648-4816 | 08648-4816 | LAWRENCEVILLE |  |  |  |  | 40.3055 | '-74.73760286 |  | NL |  | C |  | C |  |  |  |  | F1
| 25 CORAL TREE CT , LAWRENCEVILLE, NJ, 08648-4816 | 08648-4816 | LAWRENCEVILLE |  |  |  |  | 40.3056 | '-74.73758183 |  | NL |  | C |  | C |  |  |  |  | F1
| 26 CORAL TREE CT , LAWRENCEVILLE, NJ, 08648-4816 | 08648-4816 | LAWRENCEVILLE |  |  |  |  | 40.3056 | '-74.73753698 |  | NL |  | C |  | C |  |  |  |  | F1
| 27 CORAL TREE CT , LAWRENCEVILLE, NJ, 08648-4816 | 08648-4816 | LAWRENCEVILLE |  |  |  |  | 40.3055 | '-74.73773546 |  | UL | N | UX |  | UX
| 31 CORAL TREE CT , LAWRENCEVILLE, NJ, 08648-4817 | 08648-4817 | LAWRENCEVILLE |  |  |  |  | 40.3056 | '-74.73808772 |  | NL |  | C |  | C |  |  |  |  | F1
| 37 CORAL TREE CT , LAWRENCEVILLE, NJ, 08648-4817 | 08648-4817 | LAWRENCEVILLE |  |  |  |  | 40.3056 | '-74.73827263 |  | NL |  | C |  | C |  |  |  |  | F1
| 23 JUNIPER CT , LAWRENCEVILLE, NJ, 08648-4822 | 08648-4822 | LAWRENCEVILLE |  |  |  |  | 40.307 | '-74.73704532 |  | NL |  | C |  | C |  |  |  |  | F1
| 22 JUNIPER CT , LAWRENCEVILLE, NJ, 08648-4822 | 08648-4822 | LAWRENCEVILLE |  |  |  |  | 40.3069 | '-74.73699503 |  | UL | N | C |  | UX |  |  |  |  | F1
| 12 IVY GLEN LN , LAWRENCEVILLE, NJ, 08648-1042 | 08648-1042 | LAWRENCEVILLE |  |  |  |  | 40.3092 | '-74.72581258 |  | NL |  | C |  | C |  |  |  |  | F1
| 21 CORAL TREE CT , LAWRENCEVILLE, NJ, 08648-4816 | 08648-4816 | LAWRENCEVILLE |  |  |  |  | 40.3056 | '-74.73767383 |  | UL | N | C |  | UX |  |  |  |  | F1
| 23 CORAL TREE CT , LAWRENCEVILLE, NJ, 08648-4816 | 08648-4816 | LAWRENCEVILLE |  |  |  |  | 40.3055 | '-74.73765128 |  | NL |  | C |  | C |  |  |  |  | F1
| 15 CORAL TREE CT , LAWRENCEVILLE, NJ, 08648-4816 | 08648-4816 | LAWRENCEVILLE |  |  |  |  | 40.3058 | '-74.73732537 |  | NL |  | C |  | C |  |  |  |  | F1
| 11 CORAL TREE CT , LAWRENCEVILLE, NJ, 08648-4816 | 08648-4816 | LAWRENCEVILLE |  |  |  |  | 40.3058 | '-74.73740823 |  | NL |  | C |  | C |  |  |  |  | F1
| 42 AZALEA CT , LAWRENCEVILLE, NJ, 08648-4815 | 08648-4815 | LAWRENCEVILLE |  |  |  |  | 40.306 | '-74.73692303 |  | NL |  | C |  | C |  |  |  |  | F1
| 12 JUNIPER CT , LAWRENCEVILLE, NJ, 08648-4822 | 08648-4822 | LAWRENCEVILLE |  |  |  |  | 40.3071 | '-74.7372254 |  | NL |  | C |  | C |  |  |  |  | F1
| 12 VIBURNUM CT , LAWRENCEVILLE, NJ, 08648-4809 | 08648-4809 | LAWRENCEVILLE |  |  |  |  | 40.3092 | '-74.73729944 |  | NL |  | C |  | C |  |  |  |  | F1
| 42 JUNIPER CT , LAWRENCEVILLE, NJ, 08648-4823 | 08648-4823 | LAWRENCEVILLE |  |  |  |  | 40.3077 | '-74.73736474 |  | NL |  | C |  | C |  |  |  |  | F1
| 44 AZALEA CT , LAWRENCEVILLE, NJ, 08648-4815 | 08648-4815 | LAWRENCEVILLE |  |  |  |  | 40.306 | '-74.7370546 |  | NL |  | C |  | C |  |  |  |  | F1
| 45 CORAL TREE CT , LAWRENCEVILLE, NJ, 08648-4817 | 08648-4817 | LAWRENCEVILLE |  |  |  |  | 40.3057 | '-74.73827594 |  | NL |  | C |  | C |  |  |  |  | F1
| 104 VILLAGE MILL EAST , LAWRENCEVILLE, NJ, 08648 | 08648 | LAWRENCEVILLE |  |  |  |  | 40.2914 | '-74.73815065 |  | NL |  | C |  | P |  |  |  |  | F1
| 23 MIMOSA CT , LAWRENCEVILLE, NJ, 08648-4818 | 08648-4818 | LAWRENCEVILLE |  |  |  |  | 40.3066 | '-74.73818344 |  | NL |  | C |  | C |  |  |  |  | F1
| 14 OLEANDER CT , LAWRENCEVILLE, NJ, 08648-4826 | 08648-4826 | LAWRENCEVILLE |  |  |  |  | 40.3045 | '-74.73854687 |  | NL |  | C |  | C |  |  |  |  | F1
| 12 OLEANDER CT , LAWRENCEVILLE, NJ, 08648-4826 | 08648-4826 | LAWRENCEVILLE |  |  |  |  | 40.3046 | '-74.73849201 |  | NL |  | C |  | C |  |  |  |  | F1
| 13 MIMOSA CT , LAWRENCEVILLE, NJ, 08648-4818 | 08648-4818 | LAWRENCEVILLE |  |  |  |  | 40.3064 | '-74.73844133 |  | NL |  | C |  | C |  |  |  |  | F1
| 14 MIMOSA CT , LAWRENCEVILLE, NJ, 08648-4818 | 08648-4818 | LAWRENCEVILLE |  |  |  |  | 40.3064 | '-74.7383588 |  | NL |  | C |  | C |  |  |  |  | F1
| 26 MIMOSA CT , LAWRENCEVILLE, NJ, 08648-4818 | 08648-4818 | LAWRENCEVILLE |  |  |  |  | 40.3065 | '-74.73829199 |  | UL | N | UX |  | UX
| 12 MIMOSA CT , LAWRENCEVILLE, NJ, 08648-4818 | 08648-4818 | LAWRENCEVILLE |  |  |  |  | 40.3064 | '-74.73849077 |  | NL |  | C |  | C |  |  |  |  | F1
| 14 AZALEA CT , LAWRENCEVILLE, NJ, 08648-4814 | 08648-4814 | LAWRENCEVILLE |  |  |  |  | 40.3065 | '-74.73604034 |  | UL | N | UX |  | UX
| 16 AZALEA CT , LAWRENCEVILLE, NJ, 08648-4814 | 08648-4814 | LAWRENCEVILLE |  |  |  |  | 40.3065 | '-74.73585103 |  | UL | N | UX |  | UX
| 22 AZALEA CT , LAWRENCEVILLE, NJ, 08648-4814 | 08648-4814 | LAWRENCEVILLE |  |  |  |  | 40.3063 | '-74.73616747 |  | UL | N | UX |  | UX
| 2667 MAIN ST , LAWRENCEVILLE, NJ, 08648 | 08648 | LAWRENCEVILLE |  |  |  |  | 40.2978 | '-74.72981021 |  | NL |  | C |  | P |  |  |  |  | F1
| 28 AZALEA CT , LAWRENCEVILLE, NJ, 08648-4814 | 08648-4814 | LAWRENCEVILLE |  |  |  |  | 40.3063 | '-74.7363626 |  | NL |  | C |  | C |  |  |  |  | F1
| 41 CORAL TREE CT , LAWRENCEVILLE, NJ, 08648-4817 | 08648-4817 | LAWRENCEVILLE |  |  |  |  | 40.3058 | '-74.73831573 |  | UL | N | C |  | UX |  |  |  |  | F1
| 44 CORAL TREE CT , LAWRENCEVILLE, NJ, 08648-4817 | 08648-4817 | LAWRENCEVILLE |  |  |  |  | 40.3058 | '-74.73837951 |  | UL | N | C |  | UX |  |  |  |  | F1
| 47 CORAL TREE CT , LAWRENCEVILLE, NJ, 08648-4817 | 08648-4817 | LAWRENCEVILLE |  |  |  |  | 40.3058 | '-74.73850085 |  | NL |  | C |  | C |  |  |  |  | F1
| 11 MIMOSA CT , LAWRENCEVILLE, NJ, 08648-4818 | 08648-4818 | LAWRENCEVILLE |  |  |  |  | 40.3063 | '-74.73841335 |  | UL | N | UX |  | UX
| 15 MIMOSA CT , LAWRENCEVILLE, NJ, 08648-4818 | 08648-4818 | LAWRENCEVILLE |  |  |  |  | 40.3063 | '-74.73850573 |  | UL | N | UX |  | UX
| 18 MIMOSA CT , LAWRENCEVILLE, NJ, 08648-4818 | 08648-4818 | LAWRENCEVILLE |  |  |  |  | 40.3064 | '-74.73831542 |  | NL |  | C |  | C |  |  |  |  | F1
| 21 MIMOSA CT , LAWRENCEVILLE, NJ, 08648-4818 | 08648-4818 | LAWRENCEVILLE |  |  |  |  | 40.3065 | '-74.73817717 |  | NL |  | C |  | C |  |  |  |  | F1
| 22 MIMOSA CT , LAWRENCEVILLE, NJ, 08648-4818 | 08648-4818 | LAWRENCEVILLE |  |  |  |  | 40.3066 | '-74.73824303 |  | NL |  | C |  | C |  |  |  |  | F1
| 27 MIMOSA CT , LAWRENCEVILLE, NJ, 08648-4818 | 08648-4818 | LAWRENCEVILLE |  |  |  |  | 40.3066 | '-74.73810708 |  | NL |  | C |  | C |  |  |  |  | F1
| 3 ADAMS LN , LAWRENCEVILLE, NJ, 08648-1534 | 08648-1534 | LAWRENCEVILLE |  |  |  |  | 40.2978 | '-74.75248886 |  | NL |  | C |  | C |  |  |  |  | F1
| 28 MIMOSA CT , LAWRENCEVILLE, NJ, 08648-4818 | 08648-4818 | LAWRENCEVILLE |  |  |  |  | 40.3066 | '-74.73805767 |  | NL |  | C |  | C |  |  |  |  | F1
| 11 OLEANDER CT , LAWRENCEVILLE, NJ, 08648-4826 | 08648-4826 | LAWRENCEVILLE |  |  |  |  | 40.3046 | '-74.73846068 |  | NL |  | C |  | C |  |  |  |  | F1
| 13 OLEANDER CT , LAWRENCEVILLE, NJ, 08648-4826 | 08648-4826 | LAWRENCEVILLE |  |  |  |  | 40.3045 | '-74.73851695 |  | UL | N | C |  | UX |  |  |  |  | F1
| 21 OLEANDER CT , LAWRENCEVILLE, NJ, 08648-4826 | 08648-4826 | LAWRENCEVILLE |  |  |  |  | 40.3041 | '-74.73832271 |  | NL |  | C |  | C |  |  |  |  | F1
| 23 OLEANDER CT , LAWRENCEVILLE, NJ, 08648-4826 | 08648-4826 | LAWRENCEVILLE |  |  |  |  | 40.3041 | '-74.73816389 |  | NL |  | C |  | C |  |  |  |  | F1
| 32 SYCAMORE CT , LAWRENCEVILLE, NJ, 08648-4832 | 08648-4832 | LAWRENCEVILLE |  |  |  |  | 40.305 | '-74.73705147 |  | NL |  | C |  | C |  |  |  |  | F1
| 45 SYCAMORE CT , LAWRENCEVILLE, NJ, 08648-4834 | 08648-4834 | LAWRENCEVILLE |  |  |  |  | 40.3046 | '-74.73651971 |  | NL |  | C |  | C |  |  |  |  | F1
| 46 SYCAMORE CT , LAWRENCEVILLE, NJ, 08648-4834 | 08648-4834 | LAWRENCEVILLE |  |  |  |  | 40.3046 | '-74.73647712 |  | UL | N | UX |  | UX
| 36 SYCAMORE CT , LAWRENCEVILLE, NJ, 08648-4832 | 08648-4832 | LAWRENCEVILLE |  |  |  |  | 40.3049 | '-74.7368085 |  | NL |  | C |  | C |  |  |  |  | F1
| 36 LAWRENCIA DR , LAWRENCEVILLE, NJ, 08648-2028 | 08648-2028 | LAWRENCEVILLE |  |  |  |  | 40.2931 | '-74.74400409 |  | NL |  | C |  | P |  |  |  |  | F1
| 9 SHADOWSTONE LN , LAWRENCEVILLE, NJ, 08648-1026 | 08648-1026 | LAWRENCEVILLE |  |  |  |  | 40.3043 | '-74.72589237 |  | NL |  | C |  | C |  |  |  |  | F1
| 6 EDITH DR , LAWRENCEVILLE, NJ, 08648-2032 | 08648-2032 | LAWRENCEVILLE |  |  |  |  | 40.291 | '-74.74105953 |  | UL | N | C |  | UX |  |  |  |  | F1
| 5 EDITH DR , LAWRENCEVILLE, NJ, 08648-2033 | 08648-2033 | LAWRENCEVILLE |  |  |  |  | 40.291 | '-74.74162298 |  | NL |  | C |  | C |  |  |  |  | F1
| 44 LAWRENCIA DR , LAWRENCEVILLE, NJ, 08648-2028 | 08648-2028 | LAWRENCEVILLE |  |  |  |  | 40.2922 | '-74.74276843 |  | NL |  | C |  | C |  |  |  |  | F1
| 23 LAWRENCIA DR , LAWRENCEVILLE, NJ, 08648-2026 | 08648-2026 | LAWRENCEVILLE |  |  |  |  | 40.295 | '-74.74536949 |  | UL | N | UX |  | UX
| 106 NASSAU DR , LAWRENCEVILLE, NJ, 08648-1430 | 08648-1430 | LAWRENCEVILLE |  |  |  |  | 40.2973 | '-74.74009795 |  | NL |  | C |  | C |  |  |  |  | F1
| 104 NASSAU DR , LAWRENCEVILLE, NJ, 08648-1430 | 08648-1430 | LAWRENCEVILLE |  |  |  |  | 40.2976 | '-74.74004075 |  | NL |  | C |  | P |  |  |  |  | F1
| 13 VALERIE LN , LAWRENCEVILLE, NJ, 08648-1433 | 08648-1433 | LAWRENCEVILLE |  |  |  |  | 40.2974 | '-74.73940173 |  | NL |  | C |  | P |  |  |  |  | F1
| 15 VALERIE LN , LAWRENCEVILLE, NJ, 08648-1433 | 08648-1433 | LAWRENCEVILLE |  |  |  |  | 40.297 | '-74.73938362 |  | NL |  | C |  | P |  |  |  |  | F1
| 118 NASSAU DR , LAWRENCEVILLE, NJ, 08648-1430 | 08648-1430 | LAWRENCEVILLE |  |  |  |  | 40.2963 | '-74.73932092 |  | NL |  | C |  | P |  |  |  |  | F1
| 26 HAMILTON CT , LAWRENCEVILLE, NJ, 08648-1553 | 08648-1553 | LAWRENCEVILLE |  |  |  |  | 40.3002 | '-74.75154037 |  | UL | N | UX |  | UX
| 3 MAPLE AVE , LAWRENCEVILLE, NJ, 08648-1020 | 08648-1020 | LAWRENCEVILLE |  |  |  |  | 40.3063 | '-74.7243154 |  | NL |  | C |  | C |  |  |  |  | F1
| 42 LAWRENCIA DR , LAWRENCEVILLE, NJ, 08648-2028 | 08648-2028 | LAWRENCEVILLE |  |  |  |  | 40.2924 | '-74.74309982 |  | NL |  | C |  | C |  |  |  |  | F1
| 11 EDITH DR , LAWRENCEVILLE, NJ, 08648-2033 | 08648-2033 | LAWRENCEVILLE |  |  |  |  | 40.2901 | '-74.74230992 |  | NL |  | C |  | C |  |  |  |  | F1
| 30 LAWRENCIA DR , LAWRENCEVILLE, NJ, 08648-2028 | 08648-2028 | LAWRENCEVILLE |  |  |  |  | 40.2938 | '-74.74481025 |  | NL |  | C |  | C |  |  |  |  | F1
| 13 EDITH DR , LAWRENCEVILLE, NJ, 08648-2033 | 08648-2033 | LAWRENCEVILLE |  |  |  |  | 40.2897 | '-74.74226622 |  | NL |  | C |  | C |  |  |  |  | F1
| F20 SHIRLEY LN , LAWRENCEVILLE, NJ, 08648-1428 | 08648-1428 | LAWRENCEVILLE |  |  |  |  | 40.3031 | '-74.74301451 |  | NL |  | C |  | P |  |  |  |  | F1
| F19 SHIRLEY LN , LAWRENCEVILLE, NJ, 08648-1428 | 08648-1428 | LAWRENCEVILLE |  |  |  |  | 40.3032 | '-74.74292879 |  | NL |  | C |  | P |  |  |  |  | F1
| 25 MIMOSA CT , LAWRENCEVILLE, NJ, 08648-4818 | 08648-4818 | LAWRENCEVILLE |  |  |  |  | 40.3065 | '-74.7382442 |  | NL |  | C |  | C |  |  |  |  | F1
| 17 AZALEA CT , LAWRENCEVILLE, NJ, 08648-4814 | 08648-4814 | LAWRENCEVILLE |  |  |  |  | 40.3064 | '-74.73604234 |  | NL |  | C |  | C |  |  |  |  | F1
| 41 SYCAMORE CT , LAWRENCEVILLE, NJ, 08648-4834 | 08648-4834 | LAWRENCEVILLE |  |  |  |  | 40.3048 | '-74.73669175 |  | UL | N | C |  | UX |  |  |  |  | F1
| 13 AZALEA CT , LAWRENCEVILLE, NJ, 08648-4814 | 08648-4814 | LAWRENCEVILLE |  |  |  |  | 40.3064 | '-74.73596386 |  | UL | N | UX |  | UX
| 15 W LONG DR , LAWRENCEVILLE, NJ, 08648-2709 | 08648-2709 | LAWRENCEVILLE |  |  |  |  | 40.2817 | '-74.73410365 |  | NL |  | C |  | O | BLACK IRON |  |  |  | F1
| 16 MANNING LN , LAWRENCEVILLE, NJ, 08648-1019 | 08648-1019 | LAWRENCEVILLE |  |  |  |  | 40.3005 | '-74.72861729 |  | NL |  | C |  | C |  |  |  |  | F1
| 12 AZALEA CT , LAWRENCEVILLE, NJ, 08648-4814 | 08648-4814 | LAWRENCEVILLE |  |  |  |  | 40.3064 | '-74.73590856 |  | UL | N | C |  | UX |  |  |  |  | F1
| 26 OLEANDER CT , LAWRENCEVILLE, NJ, 08648-4826 | 08648-4826 | LAWRENCEVILLE |  |  |  |  | 40.3041 | '-74.73792895 |  | NL |  | C |  | C |  |  |  |  | F1
| 16 OLEANDER CT , LAWRENCEVILLE, NJ, 08648-4826 | 08648-4826 | LAWRENCEVILLE |  |  |  |  | 40.3044 | '-74.73861651 |  | NL |  | C |  | C |  |  |  |  | F1
| 35 CORAL TREE CT , LAWRENCEVILLE, NJ, 08648-4817 | 08648-4817 | LAWRENCEVILLE |  |  |  |  | 40.3055 | '-74.73805116 |  | NL |  | C |  | C |  |  |  |  | F1
| 16 MIMOSA CT , LAWRENCEVILLE, NJ, 08648-4818 | 08648-4818 | LAWRENCEVILLE |  |  |  |  | 40.3063 | '-74.73855061 |  | UL | N | UX |  | UX
| 55 SYCAMORE CT , LAWRENCEVILLE, NJ, 08648-4833 | 08648-4833 | LAWRENCEVILLE |  |  |  |  | 40.3042 | '-74.73671453 |  | NL |  | C |  | C |  |  |  |  | F1
| 53 SYCAMORE CT , LAWRENCEVILLE, NJ, 08648-4833 | 08648-4833 | LAWRENCEVILLE |  |  |  |  | 40.3042 | '-74.73680242 |  | NL |  | C |  | C |  |  |  |  | F1
| 13 SYCAMORE CT , LAWRENCEVILLE, NJ, 08648-4832 | 08648-4832 | LAWRENCEVILLE |  |  |  |  | 40.3049 | '-74.73757445 |  | NL |  | C |  | C |  |  |  |  | F1
| 85 SYCAMORE CT , LAWRENCEVILLE, NJ, 08648-4836 | 08648-4836 | LAWRENCEVILLE |  |  |  |  | 40.3038 | '-74.73660226 |  | NL |  | C |  | C |  |  |  |  | F1
| 21 SYCAMORE CT , LAWRENCEVILLE, NJ, 08648-4833 | 08648-4833 | LAWRENCEVILLE |  |  |  |  | 40.3046 | '-74.73737261 |  | NL |  | C |  | C |  |  |  |  | F1
| 13 GRANDVIEW AVE , LAWRENCEVILLE, NJ, 08648-1006 | 08648-1006 | LAWRENCEVILLE |  |  |  |  | 40.3065 | '-74.72273082 |  | NL |  | C |  | P |  |  |  |  | F1
| 42 CORAL TREE CT , LAWRENCEVILLE, NJ, 08648-4817 | 08648-4817 | LAWRENCEVILLE |  |  |  |  | 40.3058 | '-74.73845861 |  | NL |  | C |  | C |  |  |  |  | F1
| 82 SYCAMORE CT , LAWRENCEVILLE, NJ, 08648-4836 | 08648-4836 | LAWRENCEVILLE |  |  |  |  | 40.3039 | '-74.73650656 |  | NL |  | C |  | C |  |  |  |  | F1
| 33 CORAL TREE CT , LAWRENCEVILLE, NJ, 08648-4817 | 08648-4817 | LAWRENCEVILLE |  |  |  |  | 40.3056 | '-74.73823645 |  | NL |  | C |  | C |  |  |  |  | F1
| 24 AZALEA CT , LAWRENCEVILLE, NJ, 08648-4814 | 08648-4814 | LAWRENCEVILLE |  |  |  |  | 40.3063 | '-74.73630405 |  | NL |  | C |  | C |  |  |  |  | F1
| 26 AZALEA CT , LAWRENCEVILLE, NJ, 08648-4814 | 08648-4814 | LAWRENCEVILLE |  |  |  |  | 40.3063 | '-74.73611815 |  | UL | N | C |  | UX |  |  |  |  | F1
| 12 MAGNOLIA CT , LAWRENCEVILLE, NJ, 08648-4827 | 08648-4827 | LAWRENCEVILLE |  |  |  |  | 40.3038 | '-74.73768781 |  | UL | N | UX |  | UX
| 16 BARBERRY CT , LAWRENCEVILLE, NJ, 08648-4819 | 08648-4819 | LAWRENCEVILLE |  |  |  |  | 40.3067 | '-74.73738577 |  | NL |  | C |  | C |  |  |  |  | F1
| 27 BARBERRY CT , LAWRENCEVILLE, NJ, 08648-4819 | 08648-4819 | LAWRENCEVILLE |  |  |  |  | 40.3067 | '-74.7374216 |  | NL |  | C |  | C |  |  |  |  | F1
| 11 MAGNOLIA CT , LAWRENCEVILLE, NJ, 08648-4827 | 08648-4827 | LAWRENCEVILLE |  |  |  |  | 40.3039 | '-74.7376715 |  | NL |  | C |  | C |  |  |  |  | F1
| 16 SYCAMORE CT , LAWRENCEVILLE, NJ, 08648-4832 | 08648-4832 | LAWRENCEVILLE |  |  |  |  | 40.305 | '-74.73738425 |  | NL |  | C |  | C |  |  |  |  | F1
| 1 MAPLE AVE , LAWRENCEVILLE, NJ, 08648-1020 | 08648-1020 | LAWRENCEVILLE |  |  |  |  | 40.3062 | '-74.72459456 |  | UL | N | UX |  | UX
| 25 AZALEA CT , LAWRENCEVILLE, NJ, 08648-4814 | 08648-4814 | LAWRENCEVILLE |  |  |  |  | 40.3064 | '-74.73616354 |  | UL | N | C |  | UX |  |  |  |  | F1
| 21 AZALEA CT , LAWRENCEVILLE, NJ, 08648-4814 | 08648-4814 | LAWRENCEVILLE |  |  |  |  | 40.3064 | '-74.73624813 |  | NL |  | C |  | C |  |  |  |  | F1
| 17 BARBERRY CT , LAWRENCEVILLE, NJ, 08648-4819 | 08648-4819 | LAWRENCEVILLE |  |  |  |  | 40.3066 | '-74.73719902 |  | NL |  | C |  | C |  |  |  |  | F1
| 13 BARBERRY CT , LAWRENCEVILLE, NJ, 08648-4819 | 08648-4819 | LAWRENCEVILLE |  |  |  |  | 40.3066 | '-74.73724117 |  | NL |  | C |  | C |  |  |  |  | F1
| 45 BARBERRY CT , LAWRENCEVILLE, NJ, 08648-4820 | 08648-4820 | LAWRENCEVILLE |  |  |  |  | 40.3075 | '-74.73796728 |  | NL |  | C |  | C |  |  |  |  | F1
| 105 NASSAU DR , LAWRENCEVILLE, NJ, 08648-1431 | 08648-1431 | LAWRENCEVILLE |  |  |  |  | 40.2972 | '-74.74058301 |  | UL | N | UX |  | UX
| 20 DENOW RD , LAWRENCEVILLE, NJ, 08648-2003 | 08648-2003 | LAWRENCEVILLE |  |  |  |  | 40.2893 | '-74.73740297 |  | NL |  | C |  | P |  |  |  |  | F1
| 61 SYCAMORE CT , LAWRENCEVILLE, NJ, 08648-4834 | 08648-4834 | LAWRENCEVILLE |  |  |  |  | 40.3044 | '-74.73631082 |  | NL |  | C |  | C |  |  |  |  | F1
| 44 SYCAMORE CT , LAWRENCEVILLE, NJ, 08648-4834 | 08648-4834 | LAWRENCEVILLE |  |  |  |  | 40.3046 | '-74.73656405 |  | NL |  | C |  | C |  |  |  |  | F1
| 23 BARBERRY CT , LAWRENCEVILLE, NJ, 08648-4819 | 08648-4819 | LAWRENCEVILLE |  |  |  |  | 40.3068 | '-74.73747778 |  | NL |  | C |  | C |  |  |  |  | F1
| 10 GREEN AVE , LAWRENCEVILLE, NJ, 08648-1624 | 08648-1624 | LAWRENCEVILLE |  |  |  |  | 40.2948 | '-74.73409187 |  | NL |  | C |  | C |  |  |  |  | F1
| 22 BARBERRY CT , LAWRENCEVILLE, NJ, 08648-4819 | 08648-4819 | LAWRENCEVILLE |  |  |  |  | 40.3068 | '-74.73753105 |  | NL |  | C |  | C |  |  |  |  | F1
| 34 SYCAMORE CT , LAWRENCEVILLE, NJ, 08648-4832 | 08648-4832 | LAWRENCEVILLE |  |  |  |  | 40.305 | '-74.73693432 |  | NL |  | C |  | C |  |  |  |  | F1
| 15 MAGNOLIA CT , LAWRENCEVILLE, NJ, 08648-4827 | 08648-4827 | LAWRENCEVILLE |  |  |  |  | 40.3037 | '-74.73774825 |  | NL |  | C |  | C |  |  |  |  | F1
| 63 SYCAMORE CT , LAWRENCEVILLE, NJ, 08648-4834 | 08648-4834 | LAWRENCEVILLE |  |  |  |  | 40.3043 | '-74.73622739 |  | NL |  | C |  | C |  |  |  |  | F1
| 9 MELVINA DR , LAWRENCEVILLE, NJ, 08648-2035 | 08648-2035 | LAWRENCEVILLE |  |  |  |  | 40.2903 | '-74.74066449 |  | NL |  | C |  | C |  |  |  |  | F1
| 10 EDITH DR , LAWRENCEVILLE, NJ, 08648-2032 | 08648-2032 | LAWRENCEVILLE |  |  |  |  | 40.2905 | '-74.74157687 |  | NL |  | C |  | C |  |  |  |  | F1
| 4 EDITH DR , LAWRENCEVILLE, NJ, 08648-2032 | 08648-2032 | LAWRENCEVILLE |  |  |  |  | 40.2913 | '-74.74088676 |  | NL |  | C |  | C |  |  |  |  | F1
| 10 MELVINA DR , LAWRENCEVILLE, NJ, 08648-2034 | 08648-2034 | LAWRENCEVILLE |  |  |  |  | 40.2904 | '-74.74005573 |  | NL |  | C |  | C |  |  |  |  | F1
| 6 MELVINA DR , LAWRENCEVILLE, NJ, 08648-2034 | 08648-2034 | LAWRENCEVILLE |  |  |  |  | 40.291 | '-74.73968761 |  | NL |  | C |  | C |  |  |  |  | F1
| 14 EDITH DR , LAWRENCEVILLE, NJ, 08648-2032 | 08648-2032 | LAWRENCEVILLE |  |  |  |  | 40.2898 | '-74.74188375 |  | NL |  | C |  | C |  |  |  |  | F1
| 6 GREEN AVE , LAWRENCEVILLE, NJ, 08648-1624 | 08648-1624 | LAWRENCEVILLE |  |  |  |  | 40.2947 | '-74.73388186 |  | G |  | C |  | G |  |  |  |  | F1
| CARVER PLACE POOL , LAWRENCEVILLE, NJ, 08648 | 08648 | LAWRENCEVILLE |  |  |  |  | 40.3069 | '-74.74508318 |  | NL |  | P |  | C |  |  |  |  | F1
| 107 NASSAU DR , LAWRENCEVILLE, NJ, 08648-1431 | 08648-1431 | LAWRENCEVILLE |  |  |  |  | 40.297 | '-74.74081026 |  | UL | N | UX |  | UX
| 113 NASSAU DR , LAWRENCEVILLE, NJ, 08648-1431 | 08648-1431 | LAWRENCEVILLE |  |  |  |  | 40.2961 | '-74.74076218 |  | NL |  | C |  | P |  |  |  |  | F1
| 108 NASSAU DR , LAWRENCEVILLE, NJ, 08648-1430 | 08648-1430 | LAWRENCEVILLE |  |  |  |  | 40.2971 | '-74.74023751 |  | NL |  | C |  | C |  |  |  |  | F1
| F21 SHIRLEY LN , LAWRENCEVILLE, NJ, 08648-1428 | 08648-1428 | LAWRENCEVILLE |  |  |  |  | 40.3031 | '-74.74307041 |  | NL |  | C |  | P |  |  |  |  | F1
| F22 SHIRLEY LN , LAWRENCEVILLE, NJ, 08648-1428 | 08648-1428 | LAWRENCEVILLE |  |  |  |  | 40.303 | '-74.74312756 |  | NL |  | C |  | P |  |  |  |  | F1
| F24 SHIRLEY LN , LAWRENCEVILLE, NJ, 08648-1428 | 08648-1428 | LAWRENCEVILLE |  |  |  |  | 40.3029 | '-74.74326418 |  | NL |  | C |  | P |  |  |  |  | F1
| F23 SHIRLEY LN , LAWRENCEVILLE, NJ, 08648-1428 | 08648-1428 | LAWRENCEVILLE |  |  |  |  | 40.303 | '-74.74318098 |  | NL |  | C |  | P |  |  |  |  | F1
| 42 SYCAMORE CT , LAWRENCEVILLE, NJ, 08648-4834 | 08648-4834 | LAWRENCEVILLE |  |  |  |  | 40.3047 | '-74.73664444 |  | NL |  | C |  | C |  |  |  |  | F1
| 24 BARBERRY CT , LAWRENCEVILLE, NJ, 08648-4819 | 08648-4819 | LAWRENCEVILLE |  |  |  |  | 40.3067 | '-74.73754855 |  | NL |  | C |  | C |  |  |  |  | F1
| 2923 MAIN ST , LAWRENCEVILLE, NJ, 08648-1046 | 08648-1046 | LAWRENCEVILLE |  |  |  |  | 40.3049 | '-74.72347717 |  | G |  | G |  | G |  |  |  |  | F1
| 34 CORAL TREE CT , LAWRENCEVILLE, NJ, 08648-4817 | 08648-4817 | LAWRENCEVILLE |  |  |  |  | 40.3056 | '-74.73815096 |  | NL |  | C |  | C |  |  |  |  | F1
| 24 MAGNOLIA CT , LAWRENCEVILLE, NJ, 08648-4827 | 08648-4827 | LAWRENCEVILLE |  |  |  |  | 40.3034 | '-74.7374299 |  | UL | N | C |  | UX |  |  |  |  | F1
| 17 MIMOSA CT , LAWRENCEVILLE, NJ, 08648-4818 | 08648-4818 | LAWRENCEVILLE |  |  |  |  | 40.3065 | '-74.73836096 |  | NL |  | C |  | C |  |  |  |  | F1
| 22 OLEANDER CT , LAWRENCEVILLE, NJ, 08648-4826 | 08648-4826 | LAWRENCEVILLE |  |  |  |  | 40.3041 | '-74.73824412 |  | NL |  | C |  | C |  |  |  |  | F1
| 24 OLEANDER CT , LAWRENCEVILLE, NJ, 08648-4826 | 08648-4826 | LAWRENCEVILLE |  |  |  |  | 40.3041 | '-74.73808806 |  | UL | N | UX |  | P |  |  |  |  | F1
| 25 JUNIPER CT , LAWRENCEVILLE, NJ, 08648-4822 | 08648-4822 | LAWRENCEVILLE |  |  |  |  | 40.3069 | '-74.736871 |  | NL |  | C |  | C |  |  |  |  | F1
| 27 AZALEA CT , LAWRENCEVILLE, NJ, 08648-4814 | 08648-4814 | LAWRENCEVILLE |  |  |  |  | 40.3062 | '-74.73632275 |  | NL |  | C |  | C |  |  |  |  | F1
| 23 AZALEA CT , LAWRENCEVILLE, NJ, 08648-4814 | 08648-4814 | LAWRENCEVILLE |  |  |  |  | 40.3062 | '-74.73623303 |  | NL |  | C |  | C |  |  |  |  | F1
| 43 CYPRESS CT , LAWRENCEVILLE, NJ, 08648-4813 | 08648-4813 | LAWRENCEVILLE |  |  |  |  | 40.3075 | '-74.73594839 |  | UL | N | C |  | UX |  |  |  |  | F1
| 41 AZALEA CT , LAWRENCEVILLE, NJ, 08648-4815 | 08648-4815 | LAWRENCEVILLE |  |  |  |  | 40.3061 | '-74.73697701 |  | UL | N | C |  | UX |  |  |  |  | F1
| 29 COLD SOIL RD , LAWRENCEVILLE, NJ, 08648-1054 | 08648-1054 | LAWRENCEVILLE |  |  |  |  | 40.3038 | '-74.72812108 |  | UL | N | UX |  | UX
| 18 AZALEA CT , LAWRENCEVILLE, NJ, 08648-4814 | 08648-4814 | LAWRENCEVILLE |  |  |  |  | 40.3064 | '-74.73608836 |  | NL |  | C |  | C |  |  |  |  | F1
| 28 BARBERRY CT , LAWRENCEVILLE, NJ, 08648-4819 | 08648-4819 | LAWRENCEVILLE |  |  |  |  | 40.3067 | '-74.73746754 |  | NL |  | C |  | C |  |  |  |  | F1
| 43 SYCAMORE CT , LAWRENCEVILLE, NJ, 08648-4834 | 08648-4834 | LAWRENCEVILLE |  |  |  |  | 40.3047 | '-74.73660089 |  | NL |  | C |  | C |  |  |  |  | F1
| 1 SOCIETY WAY , LAWRENCEVILLE, NJ, 08648-4838 | 08648-4838 | LAWRENCEVILLE |  |  |  |  | 40.3085 | '-74.73581271 |  | NL |  | P |  | P |  |  |  |  | F1
| 7 MELVINA DR , LAWRENCEVILLE, NJ, 08648-2035 | 08648-2035 | LAWRENCEVILLE |  |  |  |  | 40.2906 | '-74.74039232 |  | NL |  | C |  | C |  |  |  |  | F1
| 34 ABELIA CT , LAWRENCEVILLE, NJ, 08648-4825 | 08648-4825 | LAWRENCEVILLE |  |  |  |  | 40.3055 | '-74.73987146 |  | NL |  | C |  | C |  |  |  |  | F1
| 4 MELVINA DR , LAWRENCEVILLE, NJ, 08648-2034 | 08648-2034 | LAWRENCEVILLE |  |  |  |  | 40.2913 | '-74.73963544 |  | UL | N | UX |  | UX
| 15 MELVINA DR , LAWRENCEVILLE, NJ, 08648-2035 | 08648-2035 | LAWRENCEVILLE |  |  |  |  | 40.2895 | '-74.74138399 |  | UL | N | UX |  | UX
| 3 MELVINA DR , LAWRENCEVILLE, NJ, 08648-2035 | 08648-2035 | LAWRENCEVILLE |  |  |  |  | 40.2912 | '-74.74000998 |  | NL |  | C |  | C |  |  |  |  | F1
| 11 MELVINA DR , LAWRENCEVILLE, NJ, 08648-2035 | 08648-2035 | LAWRENCEVILLE |  |  |  |  | 40.2901 | '-74.74091719 |  | NL |  | C |  | C |  |  |  |  | F1
| 13 TITUS AVE , LAWRENCEVILLE, NJ, 08648-1625 | 08648-1625 | LAWRENCEVILLE |  |  |  |  | 40.2957 | '-74.73305384 |  | NL |  | C |  | C |  |  |  |  | F1
| 12 EDITH DR , LAWRENCEVILLE, NJ, 08648-2032 | 08648-2032 | LAWRENCEVILLE |  |  |  |  | 40.2902 | '-74.74183989 |  | NL |  | C |  | C |  |  |  |  | F1
| 14 MELVINA DR , LAWRENCEVILLE, NJ, 08648-2034 | 08648-2034 | LAWRENCEVILLE |  |  |  |  | 40.2899 | '-74.74057314 |  | UL | N | UX |  | UX
| 7 EDITH DR , LAWRENCEVILLE, NJ, 08648-2033 | 08648-2033 | LAWRENCEVILLE |  |  |  |  | 40.2907 | '-74.74190522 |  | NL |  | C |  | C |  |  |  |  | F1
| 18 MELVINA DR , LAWRENCEVILLE, NJ, 08648-2034 | 08648-2034 | LAWRENCEVILLE |  |  |  |  | 40.2894 | '-74.74106916 |  | NL |  | C |  | C |  |  |  |  | F1
| 13 MELVINA DR , LAWRENCEVILLE, NJ, 08648-2035 | 08648-2035 | LAWRENCEVILLE |  |  |  |  | 40.2898 | '-74.74112477 |  | NL |  | C |  | C |  |  |  |  | F1
| 16 MELVINA DR , LAWRENCEVILLE, NJ, 08648-2034 | 08648-2034 | LAWRENCEVILLE |  |  |  |  | 40.2897 | '-74.7408237 |  | NL |  | C |  | C |  |  |  |  | F1
| 8 EDITH DR , LAWRENCEVILLE, NJ, 08648-2032 | 08648-2032 | LAWRENCEVILLE |  |  |  |  | 40.2908 | '-74.74131811 |  | NL |  | C |  | C |  |  |  |  | F1
| 3 EDITH DR , LAWRENCEVILLE, NJ, 08648-2033 | 08648-2033 | LAWRENCEVILLE |  |  |  |  | 40.2912 | '-74.74135579 |  | NL |  | C |  | C |  |  |  |  | F1
| 17 EDITH DR , LAWRENCEVILLE, NJ, 08648-2033 | 08648-2033 | LAWRENCEVILLE |  |  |  |  | 40.2892 | '-74.74175028 |  | NL |  | C |  | C |  |  |  |  | F1
| 36 CORAL TREE CT , LAWRENCEVILLE, NJ, 08648-4817 | 08648-4817 | LAWRENCEVILLE |  |  |  |  | 40.3055 | '-74.73809564 |  | NL |  | C |  | C |  |  |  |  | F1
| 14 MONROE AVE , LAWRENCEVILLE, NJ, 08648-1606 | 08648-1606 | LAWRENCEVILLE |  |  |  |  | 40.291 | '-74.73578706 |  | UL | N | UX |  | UX
| 48 CORAL TREE CT , LAWRENCEVILLE, NJ, 08648-4817 | 08648-4817 | LAWRENCEVILLE |  |  |  |  | 40.3059 | '-74.73845802 |  | NL |  | C |  | C |  |  |  |  | F1
| 38 CORAL TREE CT , LAWRENCEVILLE, NJ, 08648-4817 | 08648-4817 | LAWRENCEVILLE |  |  |  |  | 40.3057 | '-74.73823495 |  | UL | N | C |  | UX |  |  |  |  | F1
| 24 CORAL TREE CT , LAWRENCEVILLE, NJ, 08648-4816 | 08648-4816 | LAWRENCEVILLE |  |  |  |  | 40.3056 | '-74.73773487 |  | NL |  | C |  | C |  |  |  |  | F1
| 24 MIMOSA CT , LAWRENCEVILLE, NJ, 08648-4818 | 08648-4818 | LAWRENCEVILLE |  |  |  |  | 40.3065 | '-74.73809356 |  | NL |  | C |  | C |  |  |  |  | F1
| 15 SYCAMORE CT , LAWRENCEVILLE, NJ, 08648-4832 | 08648-4832 | LAWRENCEVILLE |  |  |  |  | 40.3049 | '-74.73744857 |  | NL |  | C |  | C |  |  |  |  | F1
| 14 SYCAMORE CT , LAWRENCEVILLE, NJ, 08648-4832 | 08648-4832 | LAWRENCEVILLE |  |  |  |  | 40.3049 | '-74.73751007 |  | NL |  | C |  | C |  |  |  |  | F1
| 11 SYCAMORE CT , LAWRENCEVILLE, NJ, 08648-4832 | 08648-4832 | LAWRENCEVILLE |  |  |  |  | 40.3049 | '-74.7376945 |  | NL |  | C |  | C |  |  |  |  | F1
| 22 SYCAMORE CT , LAWRENCEVILLE, NJ, 08648-4833 | 08648-4833 | LAWRENCEVILLE |  |  |  |  | 40.3046 | '-74.73730351 |  | NL |  | C |  | C |  |  |  |  | F1
| 23 SYCAMORE CT , LAWRENCEVILLE, NJ, 08648-4833 | 08648-4833 | LAWRENCEVILLE |  |  |  |  | 40.3046 | '-74.73724271 |  | NL |  | C |  | C |  |  |  |  | F1
| 24 SYCAMORE CT , LAWRENCEVILLE, NJ, 08648-4833 | 08648-4833 | LAWRENCEVILLE |  |  |  |  | 40.3045 | '-74.73718202 |  | NL |  | C |  | C |  |  |  |  | F1
| 15 TITUS AVE , LAWRENCEVILLE, NJ, 08648-1625 | 08648-1625 | LAWRENCEVILLE |  |  |  |  | 40.2958 | '-74.7331634 |  | UL | N | UX |  | UX
| 25 SYCAMORE CT , LAWRENCEVILLE, NJ, 08648-4833 | 08648-4833 | LAWRENCEVILLE |  |  |  |  | 40.3045 | '-74.73712115 |  | UL | N | C |  | UX |  |  |  |  | F1
| 26 SYCAMORE CT , LAWRENCEVILLE, NJ, 08648-4833 | 08648-4833 | LAWRENCEVILLE |  |  |  |  | 40.3045 | '-74.73705523 |  | NL |  | C |  | C |  |  |  |  | F1
| 52 SYCAMORE CT , LAWRENCEVILLE, NJ, 08648-4833 | 08648-4833 | LAWRENCEVILLE |  |  |  |  | 40.3043 | '-74.73684205 |  | NL |  | C |  | C |  |  |  |  | F1
| 56 SYCAMORE CT , LAWRENCEVILLE, NJ, 08648-4833 | 08648-4833 | LAWRENCEVILLE |  |  |  |  | 40.3041 | '-74.73667188 |  | NL |  | C |  | C |  |  |  |  | F1
| 31 SYCAMORE CT , LAWRENCEVILLE, NJ, 08648-4832 | 08648-4832 | LAWRENCEVILLE |  |  |  |  | 40.305 | '-74.73711822 |  | UL | N | UX |  | UX
| 83 SYCAMORE CT , LAWRENCEVILLE, NJ, 08648-4836 | 08648-4836 | LAWRENCEVILLE |  |  |  |  | 40.3039 | '-74.73653572 |  | NL |  | C |  | C |  |  |  |  | F1
| 84 SYCAMORE CT , LAWRENCEVILLE, NJ, 08648-4836 | 08648-4836 | LAWRENCEVILLE |  |  |  |  | 40.3038 | '-74.73656676 |  | NL |  | C |  | C |  |  |  |  | F1
| 21 BARBERRY CT , LAWRENCEVILLE, NJ, 08648-4819 | 08648-4819 | LAWRENCEVILLE |  |  |  |  | 40.3068 | '-74.73760841 |  | NL |  | C |  | C |  |  |  |  | F1
| 12 BARBERRY CT , LAWRENCEVILLE, NJ, 08648-4819 | 08648-4819 | LAWRENCEVILLE |  |  |  |  | 40.3066 | '-74.73730005 |  | NL |  | C |  | C |  |  |  |  | F1
| 18 BARBERRY CT , LAWRENCEVILLE, NJ, 08648-4819 | 08648-4819 | LAWRENCEVILLE |  |  |  |  | 40.3065 | '-74.73723421 |  | NL |  | C |  | C |  |  |  |  | F1
| 21 W LONG DR , LAWRENCEVILLE, NJ, 08648-2709 | 08648-2709 | LAWRENCEVILLE |  |  |  |  | 40.2819 | '-74.73487459 |  | UL | N | C |  | UX |  |  |  |  | F1
| 9 WILLOW RD , LAWRENCEVILLE, NJ, 08648-1619 | 08648-1619 | LAWRENCEVILLE |  |  |  |  | 40.292 | '-74.73714542 |  | NL |  | C |  | C |  |  |  |  | F1
| 15 BARBERRY CT , LAWRENCEVILLE, NJ, 08648-4819 | 08648-4819 | LAWRENCEVILLE |  |  |  |  | 40.3066 | '-74.73741642 |  | NL |  | C |  | C |  |  |  |  | F1
| 14 MAGNOLIA CT , LAWRENCEVILLE, NJ, 08648-4827 | 08648-4827 | LAWRENCEVILLE |  |  |  |  | 40.3037 | '-74.73773629 |  | NL |  | C |  | C |  |  |  |  | F1
| 62 SYCAMORE CT , LAWRENCEVILLE, NJ, 08648-4834 | 08648-4834 | LAWRENCEVILLE |  |  |  |  | 40.3044 | '-74.73627751 |  | NL |  | C |  | C |  |  |  |  | F1
| 64 SYCAMORE CT , LAWRENCEVILLE, NJ, 08648-4834 | 08648-4834 | LAWRENCEVILLE |  |  |  |  | 40.3043 | '-74.7361856 |  | NL |  | C |  | C |  |  |  |  | F1
| 65 SYCAMORE CT , LAWRENCEVILLE, NJ, 08648-4834 | 08648-4834 | LAWRENCEVILLE |  |  |  |  | 40.3043 | '-74.73613876 |  | UL | N | C |  | UX |  |  |  |  | F1
| 66 SYCAMORE CT , LAWRENCEVILLE, NJ, 08648-4834 | 08648-4834 | LAWRENCEVILLE |  |  |  |  | 40.3042 | '-74.73609819 |  | UL | N | UX |  | UX
| 42 BARBERRY CT , LAWRENCEVILLE, NJ, 08648-4820 | 08648-4820 | LAWRENCEVILLE |  |  |  |  | 40.3074 | '-74.73787692 |  | NL |  | C |  | C |  |  |  |  | F1
| 43 BARBERRY CT , LAWRENCEVILLE, NJ, 08648-4820 | 08648-4820 | LAWRENCEVILLE |  |  |  |  | 40.3074 | '-74.73785759 |  | UL | N | C |  | UX |  |  |  |  | F1
| 47 BARBERRY CT , LAWRENCEVILLE, NJ, 08648-4820 | 08648-4820 | LAWRENCEVILLE |  |  |  |  | 40.3073 | '-74.73785476 |  | NL |  | C |  | C |  |  |  |  | F1
| 25 W LONG DR , LAWRENCEVILLE, NJ, 08648-2709 | 08648-2709 | LAWRENCEVILLE |  |  |  |  | 40.2821 | '-74.73619801 |  | NL |  | C |  | C |  |  |  |  | F1
| 32 BARBERRY CT , LAWRENCEVILLE, NJ, 08648-4820 | 08648-4820 | LAWRENCEVILLE |  |  |  |  | 40.3072 | '-74.73780836 |  | UL | N | C |  | UX |  |  |  |  | F1
| 36 BARBERRY CT , LAWRENCEVILLE, NJ, 08648-4820 | 08648-4820 | LAWRENCEVILLE |  |  |  |  | 40.3072 | '-74.73785477 |  | UL | N | C |  | UX |  |  |  |  | F1
| 33 BARBERRY CT , LAWRENCEVILLE, NJ, 08648-4820 | 08648-4820 | LAWRENCEVILLE |  |  |  |  | 40.3071 | '-74.73779265 |  | NL |  | C |  | P |  |  |  |  | F1
| 34 BARBERRY CT , LAWRENCEVILLE, NJ, 08648-4820 | 08648-4820 | LAWRENCEVILLE |  |  |  |  | 40.3071 | '-74.73790122 |  | NL |  | C |  | C |  |  |  |  | F1
| 38 BARBERRY CT , LAWRENCEVILLE, NJ, 08648-4820 | 08648-4820 | LAWRENCEVILLE |  |  |  |  | 40.307 | '-74.73785098 |  | NL |  | C |  | C |  |  |  |  | F1
| 48 BARBERRY CT , LAWRENCEVILLE, NJ, 08648-4820 | 08648-4820 | LAWRENCEVILLE |  |  |  |  | 40.3073 | '-74.737928 |  | NL |  | C |  | C |  |  |  |  | F1
| 21 MAGNOLIA CT , LAWRENCEVILLE, NJ, 08648-4827 | 08648-4827 | LAWRENCEVILLE |  |  |  |  | 40.3035 | '-74.73756441 |  | NL |  | C |  | C |  |  |  |  | F1
| 11 ARDISIA CT , LAWRENCEVILLE, NJ, 08648-4831 | 08648-4831 | LAWRENCEVILLE |  |  |  |  | 40.3033 | '-74.73563183 |  | NL |  | C |  | C |  |  |  |  | F1
| 13 ARDISIA CT , LAWRENCEVILLE, NJ, 08648-4831 | 08648-4831 | LAWRENCEVILLE |  |  |  |  | 40.3034 | '-74.73551276 |  | NL |  | C |  | C |  |  |  |  | F1
| 14 ARDISIA CT , LAWRENCEVILLE, NJ, 08648-4831 | 08648-4831 | LAWRENCEVILLE |  |  |  |  | 40.3034 | '-74.73545128 |  | UL | N | C |  | UX |  |  |  |  | F1
| 18 LAWRENCEVILLE PENNINGTON RD , LAWRENCEVILLE, NJ, 08648-1648 | 08648-1648 | LAWRENCEVILLE |  |  |  |  | 40.2903 | '-74.73536793 |  | NL |  | C |  | C |  |  |  |  | F1
| 15 ARDISIA CT , LAWRENCEVILLE, NJ, 08648-4831 | 08648-4831 | LAWRENCEVILLE |  |  |  |  | 40.3035 | '-74.7353851 |  | UL | N | C |  | UX |  |  |  |  | F1
| 16 ARDISIA CT , LAWRENCEVILLE, NJ, 08648-4831 | 08648-4831 | LAWRENCEVILLE |  |  |  |  | 40.3035 | '-74.73532788 |  | NL |  | C |  | C |  |  |  |  | F1
| 21 ARDISIA CT , LAWRENCEVILLE, NJ, 08648-4831 | 08648-4831 | LAWRENCEVILLE |  |  |  |  | 40.3034 | '-74.73506009 |  | NL |  | C |  | C |  |  |  |  | F1
| 22 ARDISIA CT , LAWRENCEVILLE, NJ, 08648-4831 | 08648-4831 | LAWRENCEVILLE |  |  |  |  | 40.3033 | '-74.73501468 |  | NL |  | C |  | C |  |  |  |  | F1
| 23 ARDISIA CT , LAWRENCEVILLE, NJ, 08648-4831 | 08648-4831 | LAWRENCEVILLE |  |  |  |  | 40.3033 | '-74.73495986 |  | NL |  | C |  | C |  |  |  |  | F1
| 24 ARDISIA CT , LAWRENCEVILLE, NJ, 08648-4831 | 08648-4831 | LAWRENCEVILLE |  |  |  |  | 40.3032 | '-74.73490971 |  | NL |  | C |  | C |  |  |  |  | F1
| 25 ARDISIA CT , LAWRENCEVILLE, NJ, 08648-4831 | 08648-4831 | LAWRENCEVILLE |  |  |  |  | 40.3032 | '-74.7348665 |  | UL | N | C |  | UX |  |  |  |  | F1
| 26 ARDISIA CT , LAWRENCEVILLE, NJ, 08648-4831 | 08648-4831 | LAWRENCEVILLE |  |  |  |  | 40.3031 | '-74.73481415 |  | NL |  | C |  | C |  |  |  |  | F1
| 26 PAGODA CT , LAWRENCEVILLE, NJ, 08648-4830 | 08648-4830 | LAWRENCEVILLE |  |  |  |  | 40.3028 | '-74.73619795 |  | NL |  | C |  | C |  |  |  |  | F1
| 24 PAGODA CT , LAWRENCEVILLE, NJ, 08648-4830 | 08648-4830 | LAWRENCEVILLE |  |  |  |  | 40.3027 | '-74.73604077 |  | NL |  | C |  | C |  |  |  |  | F1
| 2 HOLLY LN , LAWRENCEVILLE, NJ, 08648-1040 | 08648-1040 | LAWRENCEVILLE |  |  |  |  | 40.3082 | '-74.7238659 |  | UL | N | UX |  | UX
| 23 PAGODA CT , LAWRENCEVILLE, NJ, 08648-4830 | 08648-4830 | LAWRENCEVILLE |  |  |  |  | 40.3027 | '-74.73596853 |  | NL |  | C |  | C |  |  |  |  | F1
| 22 PAGODA CT , LAWRENCEVILLE, NJ, 08648-4830 | 08648-4830 | LAWRENCEVILLE |  |  |  |  | 40.3027 | '-74.73588158 |  | NL |  | C |  | C |  |  |  |  | F1
| 21 PAGODA CT , LAWRENCEVILLE, NJ, 08648-4830 | 08648-4830 | LAWRENCEVILLE |  |  |  |  | 40.3027 | '-74.73581197 |  | UL | N | C |  | UX |  |  |  |  | F1
| 45 MAGNOLIA CT , LAWRENCEVILLE, NJ, 08648-4828 | 08648-4828 | LAWRENCEVILLE |  |  |  |  | 40.3029 | '-74.73656067 |  | NL |  | C |  | C |  |  |  |  | F1
| 44 MAGNOLIA CT , LAWRENCEVILLE, NJ, 08648-4828 | 08648-4828 | LAWRENCEVILLE |  |  |  |  | 40.3029 | '-74.73663308 |  | NL |  | C |  | C |  |  |  |  | F1
| 43 MAGNOLIA CT , LAWRENCEVILLE, NJ, 08648-4828 | 08648-4828 | LAWRENCEVILLE |  |  |  |  | 40.3028 | '-74.73668331 |  | NL |  | C |  | C |  |  |  |  | F1
| 42 MAGNOLIA CT , LAWRENCEVILLE, NJ, 08648-4828 | 08648-4828 | LAWRENCEVILLE |  |  |  |  | 40.3028 | '-74.73673873 |  | NL |  | C |  | C |  |  |  |  | F1
| 41 MAGNOLIA CT , LAWRENCEVILLE, NJ, 08648-4828 | 08648-4828 | LAWRENCEVILLE |  |  |  |  | 40.3027 | '-74.73680317 |  | NL |  | C |  | C |  |  |  |  | F1
| 68 BARBERRY CT , LAWRENCEVILLE, NJ, 08648-4821 | 08648-4821 | LAWRENCEVILLE |  |  |  |  | 40.3077 | '-74.73845622 |  | NL |  | C |  | C |  |  |  |  | F1
| 66 BARBERRY CT , LAWRENCEVILLE, NJ, 08648-4821 | 08648-4821 | LAWRENCEVILLE |  |  |  |  | 40.3078 | '-74.73872724 |  | NL |  | C |  | C |  |  |  |  | F1
| 11 MONROE AVE , LAWRENCEVILLE, NJ, 08648-1605 | 08648-1605 | LAWRENCEVILLE |  |  |  |  | 40.2913 | '-74.73593339 |  | NL |  | C |  | C |  |  |  |  | F1
| 64 BARBERRY CT , LAWRENCEVILLE, NJ, 08648-4821 | 08648-4821 | LAWRENCEVILLE |  |  |  |  | 40.3077 | '-74.73856202 |  | NL |  | C |  | C |  |  |  |  | F1
| 61 BARBERRY CT , LAWRENCEVILLE, NJ, 08648-4821 | 08648-4821 | LAWRENCEVILLE |  |  |  |  | 40.3077 | '-74.73863296 |  | NL |  | C |  | C |  |  |  |  | F1
| 63 BARBERRY CT , LAWRENCEVILLE, NJ, 08648-4821 | 08648-4821 | LAWRENCEVILLE |  |  |  |  | 40.3078 | '-74.7385542 |  | NL |  | C |  | C |  |  |  |  | F1
| 65 BARBERRY CT , LAWRENCEVILLE, NJ, 08648-4821 | 08648-4821 | LAWRENCEVILLE |  |  |  |  | 40.3077 | '-74.73872833 |  | NL |  | C |  | C |  |  |  |  | F1
| 58 BARBERRY CT , LAWRENCEVILLE, NJ, 08648-4821 | 08648-4821 | LAWRENCEVILLE |  |  |  |  | 40.3077 | '-74.73812177 |  | NL |  | C |  | C |  |  |  |  | F1
| 56 BARBERRY CT , LAWRENCEVILLE, NJ, 08648-4821 | 08648-4821 | LAWRENCEVILLE |  |  |  |  | 40.3078 | '-74.73839331 |  | UL | N | C |  | UX |  |  |  |  | F1
| 55 BARBERRY CT , LAWRENCEVILLE, NJ, 08648-4821 | 08648-4821 | LAWRENCEVILLE |  |  |  |  | 40.3077 | '-74.73839109 |  | UL | N | UX |  | UX
| 54 BARBERRY CT , LAWRENCEVILLE, NJ, 08648-4821 | 08648-4821 | LAWRENCEVILLE |  |  |  |  | 40.3077 | '-74.73823021 |  | NL |  | C |  | C |  |  |  |  | F1
| 52 BARBERRY CT , LAWRENCEVILLE, NJ, 08648-4821 | 08648-4821 | LAWRENCEVILLE |  |  |  |  | 40.3078 | '-74.73828618 |  | NL |  | C |  | C |  |  |  |  | F1
| 2898 MAIN ST , LAWRENCEVILLE, NJ, 08648-5550 | 08648-5550 | LAWRENCEVILLE |  |  |  |  | 40.3041 | '-74.72373407 |  | NL |  | C |  | P |  |  |  |  | F1
| 51 BARBERRY CT , LAWRENCEVILLE, NJ, 08648-4821 | 08648-4821 | LAWRENCEVILLE |  |  |  |  | 40.3077 | '-74.73829503 |  | NL |  | C |  | C |  |  |  |  | F1
| 14 PAGODA CT , LAWRENCEVILLE, NJ, 08648-4829 | 08648-4829 | LAWRENCEVILLE |  |  |  |  | 40.3025 | '-74.73539118 |  | NL |  | C |  | C |  |  |  |  | F1
| 16 PAGODA CT , LAWRENCEVILLE, NJ, 08648-4829 | 08648-4829 | LAWRENCEVILLE |  |  |  |  | 40.3024 | '-74.73551044 |  | NL |  | C |  | C |  |  |  |  | F1
| 31 PAGODA CT , LAWRENCEVILLE, NJ, 08648-4830 | 08648-4830 | LAWRENCEVILLE |  |  |  |  | 40.3023 | '-74.73624741 |  | NL |  | C |  | C |  |  |  |  | F1
| 34 PAGODA CT , LAWRENCEVILLE, NJ, 08648-4830 | 08648-4830 | LAWRENCEVILLE |  |  |  |  | 40.3024 | '-74.73640273 |  | NL |  | C |  | C |  |  |  |  | F1
| 35 PAGODA CT , LAWRENCEVILLE, NJ, 08648-4830 | 08648-4830 | LAWRENCEVILLE |  |  |  |  | 40.3025 | '-74.73645426 |  | NL |  | C |  | C |  |  |  |  | F1
| 15 OLEANDER CT , LAWRENCEVILLE, NJ, 08648-4826 | 08648-4826 | LAWRENCEVILLE |  |  |  |  | 40.3044 | '-74.73857946 |  | NL |  | C |  | C |  |  |  |  | F1
| 25 OLEANDER CT , LAWRENCEVILLE, NJ, 08648-4826 | 08648-4826 | LAWRENCEVILLE |  |  |  |  | 40.3041 | '-74.73800421 |  | UL | N | UX |  | UX
| 17 VALERIE LN , LAWRENCEVILLE, NJ, 08648-1433 | 08648-1433 | LAWRENCEVILLE |  |  |  |  | 40.2967 | '-74.73931765 |  | NL |  | C |  | C |  |  |  |  | F1
| 112 NASSAU DR , LAWRENCEVILLE, NJ, 08648-1430 | 08648-1430 | LAWRENCEVILLE |  |  |  |  | 40.2964 | '-74.74050503 |  | NL |  | C |  | P |  |  |  |  | F1
| 2785 MAIN ST , LAWRENCEVILLE, NJ, 08648-1037 | 08648-1037 | LAWRENCEVILLE |  |  |  |  | 40.301 | '-74.7268286 |  | NL |  | C |  | C |  |  |  |  | F1
| 114 NASSAU DR , LAWRENCEVILLE, NJ, 08648-1430 | 08648-1430 | LAWRENCEVILLE |  |  |  |  | 40.2961 | '-74.74014967 |  | NL |  | C |  | P |  |  |  |  | F1
| 103 NASSAU DR , LAWRENCEVILLE, NJ, 08648-1431 | 08648-1431 | LAWRENCEVILLE |  |  |  |  | 40.2976 | '-74.7404447 |  | NL |  | C |  | P |  |  |  |  | F1
| 115 NASSAU DR , LAWRENCEVILLE, NJ, 08648-1431 | 08648-1431 | LAWRENCEVILLE |  |  |  |  | 40.2959 | '-74.74048927 |  | NL |  | C |  | P |  |  |  |  | F1
| 11 VALERIE LN , LAWRENCEVILLE, NJ, 08648-1433 | 08648-1433 | LAWRENCEVILLE |  |  |  |  | 40.2977 | '-74.73936094 |  | UL | N | UX |  | UX
| 15 EDITH DR , LAWRENCEVILLE, NJ, 08648-2033 | 08648-2033 | LAWRENCEVILLE |  |  |  |  | 40.2894 | '-74.74206677 |  | NL |  | C |  | C |  |  |  |  | F1
| 7 VALERIE LN , LAWRENCEVILLE, NJ, 08648-1433 | 08648-1433 | LAWRENCEVILLE |  |  |  |  | 40.2983 | '-74.73918539 |  | NL |  | C |  | P |  |  |  |  | F1
| 12 MELVINA DR , LAWRENCEVILLE, NJ, 08648-2034 | 08648-2034 | LAWRENCEVILLE |  |  |  |  | 40.2902 | '-74.74032335 |  | NL |  | C |  | C |  |  |  |  | F1
| 58 LAWRENCIA DR , LAWRENCEVILLE, NJ, 08648-2031 | 08648-2031 | LAWRENCEVILLE |  |  |  |  | 40.2919 | '-74.73923296 |  | NL |  | C |  | C |  |  |  |  | F1
| 8 MELVINA DR , LAWRENCEVILLE, NJ, 08648-2034 | 08648-2034 | LAWRENCEVILLE |  |  |  |  | 40.2907 | '-74.73982527 |  | NL |  | C |  | C |  |  |  |  | F1
| 5 MELVINA DR , LAWRENCEVILLE, NJ, 08648-2035 | 08648-2035 | LAWRENCEVILLE |  |  |  |  | 40.2909 | '-74.74014116 |  | NL |  | C |  | C |  |  |  |  | F1
| 6 GARDEN RD , LAWRENCEVILLE, NJ, 08648-2702 | 08648-2702 | LAWRENCEVILLE |  |  |  |  | 40.2839 | '-74.73568567 |  | NL |  | C |  | C |  |  |  |  | F1
| 1 MELVINA DR , LAWRENCEVILLE, NJ, 08648-2035 | 08648-2035 | LAWRENCEVILLE |  |  |  |  | 40.2916 | '-74.74005584 |  | NL |  | C |  | P |  |  |  |  | F1
| 10 PADDOCK DR , LAWRENCEVILLE, NJ, 08648-1567 | 08648-1567 | LAWRENCEVILLE |  |  |  |  | 40.3 | '-74.75278974 |  | NL |  | C |  | C |  |  |  |  | F1
| 8 PADDOCK DR , LAWRENCEVILLE, NJ, 08648-1567 | 08648-1567 | LAWRENCEVILLE |  |  |  |  | 40.2997 | '-74.75290979 |  | NL |  | C |  | C |  |  |  |  | F1
| 4 PADDOCK DR , LAWRENCEVILLE, NJ, 08648-1567 | 08648-1567 | LAWRENCEVILLE |  |  |  |  | 40.299 | '-74.75312179 |  | NL |  | C |  | C |  |  |  |  | F1
| 9 SURREY DR , LAWRENCEVILLE, NJ, 08648-1573 | 08648-1573 | LAWRENCEVILLE |  |  |  |  | 40.3007 | '-74.75424956 |  | NL |  | C |  | C |  |  |  |  | F1
| 25 PAGODA CT , LAWRENCEVILLE, NJ, 08648-4830 | 08648-4830 | LAWRENCEVILLE |  |  |  |  | 40.3028 | '-74.73611855 |  | NL |  | C |  | C |  |  |  |  | F1
| 101 NASSAU DR , LAWRENCEVILLE, NJ, 08648-1431 | 08648-1431 | LAWRENCEVILLE |  |  |  |  | 40.298 | '-74.74049852 |  | NL |  | C |  | P |  |  |  |  | F1
| 6 OXFORD CT , LAWRENCEVILLE, NJ, 08648-1552 | 08648-1552 | LAWRENCEVILLE |  |  |  |  | 40.2962 | '-74.7452845 |  | NL |  | C |  | C |  |  |  |  | F1
| H18 SHIRLEY LN , LAWRENCEVILLE, NJ, 08648-1425 | 08648-1425 | LAWRENCEVILLE |  |  |  |  | 40.3029 | '-74.74489312 |  | NL |  | C |  | P |  |  |  |  | F1
| F15 SHIRLEY LN , LAWRENCEVILLE, NJ, 08648-1428 | 08648-1428 | LAWRENCEVILLE |  |  |  |  | 40.3035 | '-74.74281052 |  | NL |  | C |  | P |  |  |  |  | F1
| 106 VILLAGE MILL EAST , LAWRENCEVILLE, NJ, 08648 | 08648 | LAWRENCEVILLE |  |  |  |  | 40.2913 | '-74.73810831 |  | NL |  | C |  | C |  |  |  |  | F1
| F18 SHIRLEY LN , LAWRENCEVILLE, NJ, 08648-1428 | 08648-1428 | LAWRENCEVILLE |  |  |  |  | 40.3034 | '-74.74264813 |  | UL | N | UX |  | UX
| F13 SHIRLEY LN , LAWRENCEVILLE, NJ, 08648-1428 | 08648-1428 | LAWRENCEVILLE |  |  |  |  | 40.3036 | '-74.74293167 |  | UL | N | UX |  | UX
| F14 SHIRLEY LN , LAWRENCEVILLE, NJ, 08648-1428 | 08648-1428 | LAWRENCEVILLE |  |  |  |  | 40.3035 | '-74.7428642 |  | NL |  | C |  | P |  |  |  |  | F1
| F16 SHIRLEY LN , LAWRENCEVILLE, NJ, 08648-1428 | 08648-1428 | LAWRENCEVILLE |  |  |  |  | 40.3035 | '-74.74276803 |  | NL |  | C |  | P |  |  |  |  | F1
| F17 SHIRLEY LN , LAWRENCEVILLE, NJ, 08648-1428 | 08648-1428 | LAWRENCEVILLE |  |  |  |  | 40.3034 | '-74.74272182 |  | NL |  | C |  | C |  |  |  |  | F1
| 81 SYCAMORE CT , LAWRENCEVILLE, NJ, 08648-4836 | 08648-4836 | LAWRENCEVILLE |  |  |  |  | 40.304 | '-74.73647085 |  | NL |  | C |  | C |  |  |  |  | F1
| 46 BARBERRY CT , LAWRENCEVILLE, NJ, 08648-4820 | 08648-4820 | LAWRENCEVILLE |  |  |  |  | 40.3075 | '-74.73792112 |  | NL |  | C |  | C |  |  |  |  | F1
| 36 PAGODA CT , LAWRENCEVILLE, NJ, 08648-4830 | 08648-4830 | LAWRENCEVILLE |  |  |  |  | 40.3025 | '-74.7365011 |  | UL | N | UX |  | UX
| 9 EDITH DR , LAWRENCEVILLE, NJ, 08648-2033 | 08648-2033 | LAWRENCEVILLE |  |  |  |  | 40.2904 | '-74.74218699 |  | NL |  | C |  | P |  |  |  |  | F1
| 67 BARBERRY CT , LAWRENCEVILLE, NJ, 08648-4821 | 08648-4821 | LAWRENCEVILLE |  |  |  |  | 40.3078 | '-74.73845079 |  | NL |  | C |  | C |  |  |  |  | F1
| 19 GREENWOOD AVE , LAWRENCEVILLE, NJ, 08648-1008 | 08648-1008 | LAWRENCEVILLE |  |  |  |  | 40.3058 | '-74.72504143 |  | NL |  | C |  | C |  |  |  |  | F1
| 28 VALERIE LN , LAWRENCEVILLE, NJ, 08648-1432 | 08648-1432 | LAWRENCEVILLE |  |  |  |  | 40.2961 | '-74.73834736 |  | NL |  | C |  | P |  |  |  |  | F1
| 9 VALERIE LN , LAWRENCEVILLE, NJ, 08648-1433 | 08648-1433 | LAWRENCEVILLE |  |  |  |  | 40.298 | '-74.73927818 |  | NL |  | C |  | P |  |  |  |  | F1
| 26 VALERIE LN , LAWRENCEVILLE, NJ, 08648-1432 | 08648-1432 | LAWRENCEVILLE |  |  |  |  | 40.2963 | '-74.73874829 |  | NL |  | C |  | P |  |  |  |  | F1
| 28 TITUS AVE , LAWRENCEVILLE, NJ, 08648-1661 | 08648-1661 | LAWRENCEVILLE |  |  |  |  | 40.2966 | '-74.73364659 |  | UL | N | UX |  | UX
| 23 COLD SOIL RD , LAWRENCEVILLE, NJ, 08648-1054 | 08648-1054 | LAWRENCEVILLE |  |  |  |  | 40.3031 | '-74.72752083 |  | NL |  | C |  | C |  |  |  |  | F1
| 116 NASSAU DR , LAWRENCEVILLE, NJ, 08648-1430 | 08648-1430 | LAWRENCEVILLE |  |  |  |  | 40.2961 | '-74.73971548 |  | NL |  | P |  | P |  |  |  |  | F1
| 8 VALERIE LN , LAWRENCEVILLE, NJ, 08648-1432 | 08648-1432 | LAWRENCEVILLE |  |  |  |  | 40.2987 | '-74.73844785 |  | NL |  | C |  | C |  |  |  |  | F1
| 12 VALERIE LN , LAWRENCEVILLE, NJ, 08648-1432 | 08648-1432 | LAWRENCEVILLE |  |  |  |  | 40.2982 | '-74.73879041 |  | NL |  | C |  | C |  |  |  |  | F1
| 62 GREEN AVE , LAWRENCEVILLE, NJ, 08648-1646 | 08648-1646 | LAWRENCEVILLE |  |  |  |  | 40.2979 | '-74.73759024 |  | NL |  | C |  | P |  |  |  |  | F1
| 68 GREEN AVE , LAWRENCEVILLE, NJ, 08648-1646 | 08648-1646 | LAWRENCEVILLE |  |  |  |  | 40.2986 | '-74.73655715 |  | NL |  | C |  | P |  |  |  |  | F1
| 73 GREEN AVE , LAWRENCEVILLE, NJ, 08648-1623 | 08648-1623 | LAWRENCEVILLE |  |  |  |  | 40.2986 | '-74.73724092 |  | NL |  | C |  | P |  |  |  |  | F1
| 12 PADDOCK DR , LAWRENCEVILLE, NJ, 08648-1567 | 08648-1567 | LAWRENCEVILLE |  |  |  |  | 40.3003 | '-74.75266969 |  | NL |  | C |  | C |  |  |  |  | F1
| 3 COACH DR , LAWRENCEVILLE, NJ, 08648-1562 | 08648-1562 | LAWRENCEVILLE |  |  |  |  | 40.2984 | '-74.75459879 |  | NL |  | C |  | C |  |  |  |  | F1
| 5 SURREY DR , LAWRENCEVILLE, NJ, 08648-1573 | 08648-1573 | LAWRENCEVILLE |  |  |  |  | 40.3001 | '-74.75461538 |  | NL |  | C |  | C |  |  |  |  | F1
| 4 SURREY DR , LAWRENCEVILLE, NJ, 08648-1571 | 08648-1571 | LAWRENCEVILLE |  |  |  |  | 40.2993 | '-74.75445478 |  | NL |  | C |  | C |  |  |  |  | F1
| 6 EDGEWOOD AVE , LAWRENCEVILLE, NJ, 08648-1003 | 08648-1003 | LAWRENCEVILLE |  |  |  |  | 40.3071 | '-74.72284374 |  | G |  | C |  | G |  |  |  |  | F1
| 63 LAWPENN RD , LAWRENCEVILLE, NJ, 08648 | 08648 | LAWRENCEVILLE |  |  |  |  | 40.2918 | '-74.73841443 |  | UL | N | UX |  | UX
| 5 OXFORD CT , LAWRENCEVILLE, NJ, 08648-1552 | 08648-1552 | LAWRENCEVILLE |  |  |  |  | 40.296 | '-74.74495348 |  | NL |  | C |  | P |  |  |  |  | F1
| 20 MELVINA DR , LAWRENCEVILLE, NJ, 08648-2034 | 08648-2034 | LAWRENCEVILLE |  |  |  |  | 40.289 | '-74.74123668 |  | UL | N | UX |  | UX
| 4 VALERIE LN , LAWRENCEVILLE, NJ, 08648-1432 | 08648-1432 | LAWRENCEVILLE |  |  |  |  | 40.2992 | '-74.73829841 |  | NL |  | C |  | P |  |  |  |  | F1
| 2 MELVINA DR , LAWRENCEVILLE, NJ, 08648-2034 | 08648-2034 | LAWRENCEVILLE |  |  |  |  | 40.2917 | '-74.73969097 |  | UL | N | UX |  | UX
| 18 THERESA DR , LAWRENCEVILLE, NJ, 08648-2038 | 08648-2038 | LAWRENCEVILLE |  |  |  |  | 40.2894 | '-74.74301773 |  | NL |  | C |  | C |  |  |  |  | F1
| 22 ANDREW DR , LAWRENCEVILLE, NJ, 08648-2042 | 08648-2042 | LAWRENCEVILLE |  |  |  |  | 40.2917 | '-74.7432562 |  | NL |  | C |  | C |  |  |  |  | F1
| 4 RICH CT , LAWRENCEVILLE, NJ, 08648-2041 | 08648-2041 | LAWRENCEVILLE |  |  |  |  | 40.2909 | '-74.74391533 |  | NL |  | C |  | C |  |  |  |  | F1
| 5 RICH CT , LAWRENCEVILLE, NJ, 08648-2041 | 08648-2041 | LAWRENCEVILLE |  |  |  |  | 40.2907 | '-74.744211 |  | NL |  | C |  | C |  |  |  |  | F1
| 2 RICH CT , LAWRENCEVILLE, NJ, 08648-2041 | 08648-2041 | LAWRENCEVILLE |  |  |  |  | 40.2907 | '-74.74347257 |  | NL |  | C |  | C |  |  |  |  | F1
| 7 ORCHARD LN , LAWRENCEVILLE, NJ, 08648-2715 | 08648-2715 | LAWRENCEVILLE |  |  |  |  | 40.2843 | '-74.73391433 |  | UL | N | C |  | UX |  |  |  |  | F1
| 3 RICH CT , LAWRENCEVILLE, NJ, 08648-2041 | 08648-2041 | LAWRENCEVILLE |  |  |  |  | 40.2905 | '-74.74402847 |  | NL |  | C |  | C |  |  |  |  | F1
| 12 THERESA DR , LAWRENCEVILLE, NJ, 08648-2038 | 08648-2038 | LAWRENCEVILLE |  |  |  |  | 40.2904 | '-74.74312273 |  | NL |  | C |  | C |  |  |  |  | F1
| 52 LAWRENCIA DR , LAWRENCEVILLE, NJ, 08648-2030 | 08648-2030 | LAWRENCEVILLE |  |  |  |  | 40.2917 | '-74.74062643 |  | NL |  | C |  | C |  |  |  |  | F1
| 14 THERESA DR , LAWRENCEVILLE, NJ, 08648-2038 | 08648-2038 | LAWRENCEVILLE |  |  |  |  | 40.2901 | '-74.74319459 |  | NL |  | C |  | C |  |  |  |  | F1
| 33 PAGODA CT , LAWRENCEVILLE, NJ, 08648-4830 | 08648-4830 | LAWRENCEVILLE |  |  |  |  | 40.3024 | '-74.736352 |  | NL |  | C |  | C |  |  |  |  | F1
| 31 BARBERRY CT , LAWRENCEVILLE, NJ, 08648-4820 | 08648-4820 | LAWRENCEVILLE |  |  |  |  | 40.3071 | '-74.73792096 |  | UL | N | UX |  | UX
| 33 SYCAMORE CT , LAWRENCEVILLE, NJ, 08648-4832 | 08648-4832 | LAWRENCEVILLE |  |  |  |  | 40.305 | '-74.73698813 |  | UL | N | C |  | UX |  |  |  |  | F1
| 72 SYCAMORE CT , LAWRENCEVILLE, NJ, 08648-4835 | 08648-4835 | LAWRENCEVILLE |  |  |  |  | 40.304 | '-74.7358928 |  | NL |  | C |  | C |  |  |  |  | F1
| 75 SYCAMORE CT , LAWRENCEVILLE, NJ, 08648-4835 | 08648-4835 | LAWRENCEVILLE |  |  |  |  | 40.3039 | '-74.73588172 |  | UL | N | UX |  | UX
| 95 SYCAMORE CT , LAWRENCEVILLE, NJ, 08648-4835 | 08648-4835 | LAWRENCEVILLE |  |  |  |  | 40.3035 | '-74.7362066 |  | UL | N | UX |  | UX
| 47 LAWRPENN RD , LAWRENCEVILLE, NJ, 08648 | 08648 | LAWRENCEVILLE |  |  |  |  | 40.2912 | '-74.73767708 |  | NL |  | C |  | C |  |  |  |  | F1
| 96 SYCAMORE CT , LAWRENCEVILLE, NJ, 08648-4835 | 08648-4835 | LAWRENCEVILLE |  |  |  |  | 40.3034 | '-74.73623594 |  | UL | N | UX |  | UX
| 31 MAGNOLIA CT , LAWRENCEVILLE, NJ, 08648-4828 | 08648-4828 | LAWRENCEVILLE |  |  |  |  | 40.3031 | '-74.73716768 |  | NL |  | C |  | C |  |  |  |  | F1
| 36 MAGNOLIA CT , LAWRENCEVILLE, NJ, 08648-4828 | 08648-4828 | LAWRENCEVILLE |  |  |  |  | 40.303 | '-74.73694658 |  | NL |  | C |  | C |  |  |  |  | F1
| 76 SYCAMORE CT , LAWRENCEVILLE, NJ, 08648-4835 | 08648-4835 | LAWRENCEVILLE |  |  |  |  | 40.3038 | '-74.73587191 |  | NL |  | C |  | C |  |  |  |  | F1
| 35 SYCAMORE CT , LAWRENCEVILLE, NJ, 08648-4832 | 08648-4832 | LAWRENCEVILLE |  |  |  |  | 40.305 | '-74.73686887 |  | NL |  | C |  | C |  |  |  |  | F1
| 15 ABBY DR , LAWRENCEVILLE, NJ, 08648-1435 | 08648-1435 | LAWRENCEVILLE |  |  |  |  | 40.2995 | '-74.74060691 |  | NL |  | C |  | P |  |  |  |  | F1
| 3 OXFORD CT , LAWRENCEVILLE, NJ, 08648-1552 | 08648-1552 | LAWRENCEVILLE |  |  |  |  | 40.2957 | '-74.74519706 |  | NL |  | C |  | C |  |  |  |  | F1
| F8 SHIRLEY LN , LAWRENCEVILLE, NJ, 08648-1428 | 08648-1428 | LAWRENCEVILLE |  |  |  |  | 40.3033 | '-74.74351947 |  | UL | N | UX |  | UX
| F11 SHIRLEY LN , LAWRENCEVILLE, NJ, 08648-1428 | 08648-1428 | LAWRENCEVILLE |  |  |  |  | 40.3034 | '-74.74335052 |  | NL |  | C |  | P |  |  |  |  | F1
| F7 SHIRLEY LN , LAWRENCEVILLE, NJ, 08648-1428 | 08648-1428 | LAWRENCEVILLE |  |  |  |  | 40.3033 | '-74.74359276 |  | NL |  | C |  | P |  |  |  |  | F1
| 45 TITUS AVE , LAWRENCEVILLE, NJ, 08648-1647 | 08648-1647 | LAWRENCEVILLE |  |  |  |  | 40.2973 | '-74.73493386 |  | UL | N | UX |  | UX
| F12 SHIRLEY LN , LAWRENCEVILLE, NJ, 08648-1428 | 08648-1428 | LAWRENCEVILLE |  |  |  |  | 40.3035 | '-74.74325487 |  | NL |  | C |  | P |  |  |  |  | F1
| F10 SHIRLEY LN , LAWRENCEVILLE, NJ, 08648-1428 | 08648-1428 | LAWRENCEVILLE |  |  |  |  | 40.3034 | '-74.74340271 |  | NL |  | C |  | P |  |  |  |  | F1
| 11 BARBERRY CT , LAWRENCEVILLE, NJ, 08648-4819 | 08648-4819 | LAWRENCEVILLE |  |  |  |  | 40.3066 | '-74.73737335 |  | NL |  | C |  | C |  |  |  |  | F1
| 32 PAGODA CT , LAWRENCEVILLE, NJ, 08648-4830 | 08648-4830 | LAWRENCEVILLE |  |  |  |  | 40.3023 | '-74.73630203 |  | NL |  | C |  | C |  |  |  |  | F1
| 54 SYCAMORE CT , LAWRENCEVILLE, NJ, 08648-4833 | 08648-4833 | LAWRENCEVILLE |  |  |  |  | 40.3042 | '-74.73675227 |  | NL |  | C |  | C |  |  |  |  | F1
| 71 SYCAMORE CT , LAWRENCEVILLE, NJ, 08648-4835 | 08648-4835 | LAWRENCEVILLE |  |  |  |  | 40.3041 | '-74.73590212 |  | NL |  | C |  | C |  |  |  |  | F1
| 92 SYCAMORE CT , LAWRENCEVILLE, NJ, 08648-4835 | 08648-4835 | LAWRENCEVILLE |  |  |  |  | 40.3036 | '-74.73609337 |  | NL |  | C |  | C |  |  |  |  | F1
| 46 CORAL TREE CT , LAWRENCEVILLE, NJ, 08648-4817 | 08648-4817 | LAWRENCEVILLE |  |  |  |  | 40.3057 | '-74.73831735 |  | NL |  | C |  | C |  |  |  |  | F1
| 15 MAPLE AVE , LAWRENCEVILLE, NJ, 08648-1020 | 08648-1020 | LAWRENCEVILLE |  |  |  |  | 40.307 | '-74.72330373 |  | NL |  | C |  | C |  |  |  |  | F1
| 94 SYCAMORE CT , LAWRENCEVILLE, NJ, 08648-4835 | 08648-4835 | LAWRENCEVILLE |  |  |  |  | 40.3035 | '-74.73616321 |  | NL |  | C |  | C |  |  |  |  | F1
| 62 BARBERRY CT , LAWRENCEVILLE, NJ, 08648-4821 | 08648-4821 | LAWRENCEVILLE |  |  |  |  | 40.3078 | '-74.7386146 |  | NL |  | C |  | C |  |  |  |  | F1
| 93 SYCAMORE CT , LAWRENCEVILLE, NJ, 08648-4835 | 08648-4835 | LAWRENCEVILLE |  |  |  |  | 40.3036 | '-74.73613629 |  | NL |  | C |  | C |  |  |  |  | F1
| 32 MAGNOLIA CT , LAWRENCEVILLE, NJ, 08648-4828 | 08648-4828 | LAWRENCEVILLE |  |  |  |  | 40.3031 | '-74.73713123 |  | NL |  | C |  | C |  |  |  |  | F1
| 33 MAGNOLIA CT , LAWRENCEVILLE, NJ, 08648-4828 | 08648-4828 | LAWRENCEVILLE |  |  |  |  | 40.3031 | '-74.73708499 |  | NL |  | C |  | C |  |  |  |  | F1
| 41 BARBERRY CT , LAWRENCEVILLE, NJ, 08648-4820 | 08648-4820 | LAWRENCEVILLE |  |  |  |  | 40.3074 | '-74.73798799 |  | NL |  | C |  | C |  |  |  |  | F1
| 91 SYCAMORE CT , LAWRENCEVILLE, NJ, 08648-4835 | 08648-4835 | LAWRENCEVILLE |  |  |  |  | 40.3037 | '-74.73606321 |  | NL |  | C |  | C |  |  |  |  | F1
| 46 MAGNOLIA CT , LAWRENCEVILLE, NJ, 08648-4828 | 08648-4828 | LAWRENCEVILLE |  |  |  |  | 40.3029 | '-74.73650675 |  | UL | N | C |  | UX |  |  |  |  | F1
| 15 PAGODA CT , LAWRENCEVILLE, NJ, 08648-4829 | 08648-4829 | LAWRENCEVILLE |  |  |  |  | 40.3024 | '-74.73545527 |  | NL |  | C |  | C |  |  |  |  | F1
| 11 PAGODA CT , LAWRENCEVILLE, NJ, 08648-4829 | 08648-4829 | LAWRENCEVILLE |  |  |  |  | 40.3026 | '-74.73521169 |  | NL |  | C |  | C |  |  |  |  | F1
| 2 TITUS AVE , LAWRENCEVILLE, NJ, 08648 | 08648 | LAWRENCEVILLE |  |  |  |  | 40.2956 | '-74.73255325 |  | G |  | G |  | G |  |  |  |  | F1
| 34 MAGNOLIA CT , LAWRENCEVILLE, NJ, 08648-4828 | 08648-4828 | LAWRENCEVILLE |  |  |  |  | 40.303 | '-74.73704302 |  | UL | N | UX |  | UX
| 51 SYCAMORE CT , LAWRENCEVILLE, NJ, 08648-4833 | 08648-4833 | LAWRENCEVILLE |  |  |  |  | 40.3043 | '-74.73687724 |  | NL |  | C |  | C |  |  |  |  | F1
| 12 SYCAMORE CT , LAWRENCEVILLE, NJ, 08648-4832 | 08648-4832 | LAWRENCEVILLE |  |  |  |  | 40.3049 | '-74.73763411 |  | NL |  | C |  | C |  |  |  |  | F1
| 22 MAGNOLIA CT , LAWRENCEVILLE, NJ, 08648-4827 | 08648-4827 | LAWRENCEVILLE |  |  |  |  | 40.3034 | '-74.73752222 |  | NL |  | C |  | C |  |  |  |  | F1
| 23 MAGNOLIA CT , LAWRENCEVILLE, NJ, 08648-4827 | 08648-4827 | LAWRENCEVILLE |  |  |  |  | 40.3034 | '-74.73747578 |  | NL |  | C |  | C |  |  |  |  | F1
| 13 MAGNOLIA CT , LAWRENCEVILLE, NJ, 08648-4827 | 08648-4827 | LAWRENCEVILLE |  |  |  |  | 40.3038 | '-74.73771538 |  | NL |  | C |  | C |  |  |  |  | F1
| 12 ARDISIA CT , LAWRENCEVILLE, NJ, 08648-4831 | 08648-4831 | LAWRENCEVILLE |  |  |  |  | 40.3033 | '-74.7355705 |  | NL |  | C |  | C |  |  |  |  | F1
| 6 VALERIE LN , LAWRENCEVILLE, NJ, 08648-1432 | 08648-1432 | LAWRENCEVILLE |  |  |  |  | 40.2989 | '-74.73829967 |  | NL |  | C |  | P |  |  |  |  | F1
| 1 VALERIE LN , LAWRENCEVILLE, NJ, 08648-1433 | 08648-1433 | LAWRENCEVILLE |  |  |  |  | 40.299 | '-74.73869889 |  | UL | N | UX |  | UX
| 100 NASSAU DR , LAWRENCEVILLE, NJ, 08648-1430 | 08648-1430 | LAWRENCEVILLE |  |  |  |  | 40.2982 | '-74.74019219 |  | NL |  | C |  | P |  |  |  |  | F1
| 35 LAWRENCEVILLE PENNINGTON RD , LAWRENCEVILLE, NJ, 08648-1643 | 08648-1643 | LAWRENCEVILLE |  |  |  |  | 40.2904 | '-74.73676447 |  | NL |  | C |  | C |  |  |  |  | F1
| 64 GREEN AVE , LAWRENCEVILLE, NJ, 08648-1646 | 08648-1646 | LAWRENCEVILLE |  |  |  |  | 40.2982 | '-74.73716484 |  | NL |  | C |  | P |  |  |  |  | F1
| 67 GREEN AVE , LAWRENCEVILLE, NJ, 08648-1623 | 08648-1623 | LAWRENCEVILLE |  |  |  |  | 40.298 | '-74.73800824 |  | UL | N | UX |  | UX
| 71 GREEN AVE , LAWRENCEVILLE, NJ, 08648-1623 | 08648-1623 | LAWRENCEVILLE |  |  |  |  | 40.2984 | '-74.73753964 |  | UL | N | UX |  | UX
| 63 GREEN AVE , LAWRENCEVILLE, NJ, 08648-1623 | 08648-1623 | LAWRENCEVILLE |  |  |  |  | 40.2976 | '-74.73778902 |  | NL |  | C |  | P |  |  |  |  | F1
| 65 GREEN AVE , LAWRENCEVILLE, NJ, 08648-1623 | 08648-1623 | LAWRENCEVILLE |  |  |  |  | 40.2978 | '-74.73799674 |  | NL |  | C |  | P |  |  |  |  | F1
| 16 THERESA DR , LAWRENCEVILLE, NJ, 08648-2038 | 08648-2038 | LAWRENCEVILLE |  |  |  |  | 40.2897 | '-74.74316584 |  | NL |  | C |  | C |  |  |  |  | F1
| 65 LAWRENCEVILLE PENNINGTON RD , LAWRENCEVILLE, NJ, 08648-1643 | 08648-1643 | LAWRENCEVILLE |  |  |  |  | 40.2921 | '-74.73887444 |  | NL |  | C |  | C |  |  |  |  | F1
| 22 THERESA DR , LAWRENCEVILLE, NJ, 08648-2038 | 08648-2038 | LAWRENCEVILLE |  |  |  |  | 40.2888 | '-74.74242564 |  | UL | N | UX |  | UX
| 67 LAWRENCEVILLE PENNINGTON RD , LAWRENCEVILLE, NJ, 08648-1483 | 08648-1483 | LAWRENCEVILLE |  |  |  |  | 40.2925 | '-74.73910325 |  | NL |  | C |  | C |  |  |  |  | F1
| 9 THERESA DR , LAWRENCEVILLE, NJ, 08648-2040 | 08648-2040 | LAWRENCEVILLE |  |  |  |  | 40.2903 | '-74.74356078 |  | NL |  | C |  | C |  |  |  |  | F1
| 61 GREEN AVE , LAWRENCEVILLE, NJ, 08648-1623 | 08648-1623 | LAWRENCEVILLE |  |  |  |  | 40.2973 | '-74.73752794 |  | NL |  | C |  | C |  |  |  |  | F1
| 20 THERESA DR , LAWRENCEVILLE, NJ, 08648-2038 | 08648-2038 | LAWRENCEVILLE |  |  |  |  | 40.2891 | '-74.74277301 |  | NL |  | C |  | C |  |  |  |  | F1
| 71 LAWPENN RD , LAWRENCEVILLE, NJ, 08648 | 08648 | LAWRENCEVILLE |  |  |  |  | 40.2929 | '-74.73965155 |  | NL |  | C |  | C |  |  |  |  | F1
| 11 THERESA DR , LAWRENCEVILLE, NJ, 08648-2040 | 08648-2040 | LAWRENCEVILLE |  |  |  |  | 40.2899 | '-74.74363737 |  | NL |  | C |  | C |  |  |  |  | F1
| 3 BROMLEY CT , LAWRENCEVILLE, NJ, 08648-2021 | 08648-2021 | LAWRENCEVILLE |  |  |  |  | 40.2913 | '-74.74427401 |  | NL |  | C |  | C |  |  |  |  | F1
| 10 THERESA DR , LAWRENCEVILLE, NJ, 08648-2038 | 08648-2038 | LAWRENCEVILLE |  |  |  |  | 40.2907 | '-74.74290288 |  | NL |  | C |  | C |  |  |  |  | F1
| 69 LAWPENN RD , LAWRENCEVILLE, NJ, 08648 | 08648 | LAWRENCEVILLE |  |  |  |  | 40.2927 | '-74.73940966 |  | NL |  | C |  | C |  |  |  |  | F1
| 13 THERESA DR , LAWRENCEVILLE, NJ, 08648-2040 | 08648-2040 | LAWRENCEVILLE |  |  |  |  | 40.2893 | '-74.74342796 |  | NL |  | C |  | C |  |  |  |  | F1
| 1 BROMLEY CT , LAWRENCEVILLE, NJ, 08648-2021 | 08648-2021 | LAWRENCEVILLE |  |  |  |  | 40.2916 | '-74.74396035 |  | UL | N | C |  | UX |  |  |  |  | F1
| 8 THERESA DR , LAWRENCEVILLE, NJ, 08648-2038 | 08648-2038 | LAWRENCEVILLE |  |  |  |  | 40.291 | '-74.74263098 |  | UL | N | UX |  | UX
| 25 ANDREW DR , LAWRENCEVILLE, NJ, 08648-2044 | 08648-2044 | LAWRENCEVILLE |  |  |  |  | 40.2915 | '-74.74342202 |  | NL |  | C |  | C |  |  |  |  | F1
| 63 TITUS AVE , LAWRENCEVILLE, NJ, 08648-1647 | 08648-1647 | LAWRENCEVILLE |  |  |  |  | 40.2983 | '-74.73606131 |  | UL | N | UX |  | UX
| 20 ANDREW DR , LAWRENCEVILLE, NJ, 08648-2042 | 08648-2042 | LAWRENCEVILLE |  |  |  |  | 40.2919 | '-74.74360818 |  | NL |  | C |  | C |  |  |  |  | F1
| 5 THERESA DR , LAWRENCEVILLE, NJ, 08648-2039 | 08648-2039 | LAWRENCEVILLE |  |  |  |  | 40.2911 | '-74.74304563 |  | NL |  | C |  | C |  |  |  |  | F1
| 7 ANDREW DR , LAWRENCEVILLE, NJ, 08648-2043 | 08648-2043 | LAWRENCEVILLE |  |  |  |  | 40.2937 | '-74.74617412 |  | NL |  | C |  | C |  |  |  |  | F1
| 24 ANDREW DR , LAWRENCEVILLE, NJ, 08648-2042 | 08648-2042 | LAWRENCEVILLE |  |  |  |  | 40.2915 | '-74.7428405 |  | NL |  | C |  | P |  |  |  |  | F1
| 5 VALERIE LN , LAWRENCEVILLE, NJ, 08648-1433 | 08648-1433 | LAWRENCEVILLE |  |  |  |  | 40.2985 | '-74.73905317 |  | NL |  | C |  | P |  |  |  |  | F1
| 3 VALERIE LN , LAWRENCEVILLE, NJ, 08648-1433 | 08648-1433 | LAWRENCEVILLE |  |  |  |  | 40.2987 | '-74.73886323 |  | NL |  | C |  | P |  |  |  |  | F1
| 102 NASSAU DR , LAWRENCEVILLE, NJ, 08648-1430 | 08648-1430 | LAWRENCEVILLE |  |  |  |  | 40.2979 | '-74.74007123 |  | NL |  | C |  | P |  |  |  |  | F1
| 73 TITUS AVE , LAWRENCEVILLE, NJ, 08648-1656 | 08648-1656 | LAWRENCEVILLE |  |  |  |  | 40.2995 | '-74.73767929 |  | NL |  | C |  | P |  |  |  |  | F1
| 71 TITUS AVE , LAWRENCEVILLE, NJ, 08648-1656 | 08648-1656 | LAWRENCEVILLE |  |  |  |  | 40.2994 | '-74.73737755 |  | NL |  | C |  | P |  |  |  |  | F1
| 69 TITUS AVE , LAWRENCEVILLE, NJ, 08648-1656 | 08648-1656 | LAWRENCEVILLE |  |  |  |  | 40.2992 | '-74.73713745 |  | NL |  | C |  | C |  |  |  |  | F1
| 5 GARDEN RD , LAWRENCEVILLE, NJ, 08648-2701 | 08648-2701 | LAWRENCEVILLE |  |  |  |  | 40.2841 | '-74.7361841 |  | NL |  | C |  | C |  |  |  |  | F1
| 55 GREEN AVE , LAWRENCEVILLE, NJ, 08648-1623 | 08648-1623 | LAWRENCEVILLE |  |  |  |  | 40.297 | '-74.73714369 |  | NL |  | C |  | C |  |  |  |  | F1
| 66 GREEN AVE , LAWRENCEVILLE, NJ, 08648-1646 | 08648-1646 | LAWRENCEVILLE |  |  |  |  | 40.2984 | '-74.73686184 |  | UL | N | UX |  | UX
| 67 TITUS AVE , LAWRENCEVILLE, NJ, 08648-1656 | 08648-1656 | LAWRENCEVILLE |  |  |  |  | 40.299 | '-74.73684843 |  | NL |  | C |  | P |  |  |  |  | F1
| 4 OXFORD CT , LAWRENCEVILLE, NJ, 08648-1552 | 08648-1552 | LAWRENCEVILLE |  |  |  |  | 40.2961 | '-74.74564407 |  | NL |  | C |  | C |  |  |  |  | F1
| F1 SHIRLEY LN , LAWRENCEVILLE, NJ, 08648-1428 | 08648-1428 | LAWRENCEVILLE |  |  |  |  | 40.3028 | '-74.74356607 |  | UL | N | UX |  | UX
| F2 SHIRLEY LN , LAWRENCEVILLE, NJ, 08648-1428 | 08648-1428 | LAWRENCEVILLE |  |  |  |  | 40.3028 | '-74.74363975 |  | NL |  | C |  | P |  |  |  |  | F1
| F3 SHIRLEY LN , LAWRENCEVILLE, NJ, 08648-1428 | 08648-1428 | LAWRENCEVILLE |  |  |  |  | 40.3029 | '-74.74368349 |  | NL |  | C |  | C |  |  |  |  | F1
| F4 SHIRLEY LN , LAWRENCEVILLE, NJ, 08648-1428 | 08648-1428 | LAWRENCEVILLE |  |  |  |  | 40.3029 | '-74.74373344 |  | NL |  | C |  | P |  |  |  |  | F1
| F5 SHIRLEY LN , LAWRENCEVILLE, NJ, 08648-1428 | 08648-1428 | LAWRENCEVILLE |  |  |  |  | 40.303 | '-74.7437871 |  | NL |  | C |  | P |  |  |  |  | F1
| F6 SHIRLEY LN , LAWRENCEVILLE, NJ, 08648-1428 | 08648-1428 | LAWRENCEVILLE |  |  |  |  | 40.303 | '-74.74384715 |  | NL |  | C |  | P |  |  |  |  | F1
| 6 THERESA DR , LAWRENCEVILLE, NJ, 08648-2038 | 08648-2038 | LAWRENCEVILLE |  |  |  |  | 40.2912 | '-74.74240243 |  | NL |  | C |  | C |  |  |  |  | F1
| 32 PHILLIPS AVE , LAWRENCEVILLE, NJ, 08648-1023 | 08648-1023 | LAWRENCEVILLE |  |  |  |  | 40.2979 | '-74.73057082 |  | NL |  | C |  | C |  |  |  |  | F1
| 86 SYCAMORE CT , LAWRENCEVILLE, NJ, 08648-4836 | 08648-4836 | LAWRENCEVILLE |  |  |  |  | 40.3037 | '-74.73663219 |  | NL |  | C |  | C |  |  |  |  | F1
| 73 SYCAMORE CT , LAWRENCEVILLE, NJ, 08648-4835 | 08648-4835 | LAWRENCEVILLE |  |  |  |  | 40.304 | '-74.73588301 |  | UL | N | UX |  | UX
| 74 SYCAMORE CT , LAWRENCEVILLE, NJ, 08648-4835 | 08648-4835 | LAWRENCEVILLE |  |  |  |  | 40.3039 | '-74.73587443 |  | NL |  | C |  | C |  |  |  |  | F1
| 26 MAGNOLIA CT , LAWRENCEVILLE, NJ, 08648-4827 | 08648-4827 | LAWRENCEVILLE |  |  |  |  | 40.3033 | '-74.73733905 |  | NL |  | C |  | C |  |  |  |  | F1
| 35 MAGNOLIA CT , LAWRENCEVILLE, NJ, 08648-4828 | 08648-4828 | LAWRENCEVILLE |  |  |  |  | 40.303 | '-74.73699402 |  | UL | N | C |  | UX |  |  |  |  | F1
| 12 PAGODA CT , LAWRENCEVILLE, NJ, 08648-4829 | 08648-4829 | LAWRENCEVILLE |  |  |  |  | 40.3026 | '-74.73527113 |  | NL |  | C |  | C |  |  |  |  | F1
| 42 QUINCE CT , LAWRENCEVILLE, NJ, 08648-4802 | 08648-4802 | LAWRENCEVILLE |  |  |  |  | 40.3085 | '-74.73433413 |  | NL |  | C |  | C |  |  |  |  | F1
| 32 JUNIPER CT , LAWRENCEVILLE, NJ, 08648-4823 | 08648-4823 | LAWRENCEVILLE |  |  |  |  | 40.3079 | '-74.73711531 |  | NL |  | C |  | C |  |  |  |  | F1
| 35 AZALEA CT , LAWRENCEVILLE, NJ, 08648-4815 | 08648-4815 | LAWRENCEVILLE |  |  |  |  | 40.3062 | '-74.73657512 |  | UL | N | UX |  | UX
| 25 BARBERRY CT , LAWRENCEVILLE, NJ, 08648-4819 | 08648-4819 | LAWRENCEVILLE |  |  |  |  | 40.3068 | '-74.7376585 |  | NL |  | C |  | P |  |  |  |  | F1
| 24 MANNING LN , LAWRENCEVILLE, NJ, 08648-1019 | 08648-1019 | LAWRENCEVILLE |  |  |  |  | 40.3008 | '-74.72926469 |  | NL |  | C |  | C |  |  |  |  | F1
| 35 BARBERRY CT , LAWRENCEVILLE, NJ, 08648-4820 | 08648-4820 | LAWRENCEVILLE |  |  |  |  | 40.3072 | '-74.73791837 |  | NL |  | C |  | C |  |  |  |  | F1
| 37 BARBERRY CT , LAWRENCEVILLE, NJ, 08648-4820 | 08648-4820 | LAWRENCEVILLE |  |  |  |  | 40.307 | '-74.73778625 |  | UL | N | C |  | UX |  |  |  |  | F1
| 44 BARBERRY CT , LAWRENCEVILLE, NJ, 08648-4820 | 08648-4820 | LAWRENCEVILLE |  |  |  |  | 40.3073 | '-74.73796589 |  | UL | N | C |  | UX |  |  |  |  | F1
| 57 BARBERRY CT , LAWRENCEVILLE, NJ, 08648-4821 | 08648-4821 | LAWRENCEVILLE |  |  |  |  | 40.3077 | '-74.73811947 |  | UL | N | C |  | UX |  |  |  |  | F1
| 14 BARBERRY CT , LAWRENCEVILLE, NJ, 08648-4819 | 08648-4819 | LAWRENCEVILLE |  |  |  |  | 40.3065 | '-74.73731596 |  | NL |  | C |  | C |  |  |  |  | F1
| 11 AZALEA CT , LAWRENCEVILLE, NJ, 08648-4814 | 08648-4814 | LAWRENCEVILLE |  |  |  |  | 40.3065 | '-74.7359784 |  | NL |  | C |  | C |  |  |  |  | F1
| 13 PAGODA CT , LAWRENCEVILLE, NJ, 08648-4829 | 08648-4829 | LAWRENCEVILLE |  |  |  |  | 40.3025 | '-74.73533174 |  | NL |  | C |  | C |  |  |  |  | F1
| 25 MAGNOLIA CT , LAWRENCEVILLE, NJ, 08648-4827 | 08648-4827 | LAWRENCEVILLE |  |  |  |  | 40.3033 | '-74.73738212 |  | NL |  | C |  | C |  |  |  |  | F1
| 24 THERESA DR , LAWRENCEVILLE, NJ, 08648-2038 | 08648-2038 | LAWRENCEVILLE |  |  |  |  | 40.2887 | '-74.74200778 |  | NL |  | C |  | C |  |  |  |  | F1
| 6 ANDREW DR , LAWRENCEVILLE, NJ, 08648-2042 | 08648-2042 | LAWRENCEVILLE |  |  |  |  | 40.2935 | '-74.74576379 |  | UL | N | UX |  | UX
| 2711 MAIN ST , LAWRENCEVILLE, NJ, 08648-1014 | 08648-1014 | LAWRENCEVILLE |  |  |  |  | 40.2991 | '-74.72866535 |  | G |  | G |  | G |  |  |  |  | F1
| 75 TITUS AVE , LAWRENCEVILLE, NJ, 08648-1656 | 08648-1656 | LAWRENCEVILLE |  |  |  |  | 40.2998 | '-74.73803935 |  | NL |  | C |  | P |  |  |  |  | F1
| 17 ANDREW DR , LAWRENCEVILLE, NJ, 08648-2043 | 08648-2043 | LAWRENCEVILLE |  |  |  |  | 40.2924 | '-74.74515544 |  | NL |  | C |  | C |  |  |  |  | F1
| 4 THERESA DR , LAWRENCEVILLE, NJ, 08648-2038 | 08648-2038 | LAWRENCEVILLE |  |  |  |  | 40.2915 | '-74.74214263 |  | NL |  | C |  | C |  |  |  |  | F1
| 4 ANDREW DR , LAWRENCEVILLE, NJ, 08648-2042 | 08648-2042 | LAWRENCEVILLE |  |  |  |  | 40.2939 | '-74.74562981 |  | NL |  | C |  | C |  |  |  |  | F1
| 5 ANDREW DR , LAWRENCEVILLE, NJ, 08648-2043 | 08648-2043 | LAWRENCEVILLE |  |  |  |  | 40.294 | '-74.74608438 |  | NL |  | C |  | C |  |  |  |  | F1
| 11 ANDREW DR , LAWRENCEVILLE, NJ, 08648-2043 | 08648-2043 | LAWRENCEVILLE |  |  |  |  | 40.2931 | '-74.74601921 |  | UL | N | C |  | UX |  |  |  |  | F1
| 12 ANDREW DR , LAWRENCEVILLE, NJ, 08648-2042 | 08648-2042 | LAWRENCEVILLE |  |  |  |  | 40.2927 | '-74.74501963 |  | NL |  | C |  | C |  |  |  |  | F1
| 13 ANDREW DR , LAWRENCEVILLE, NJ, 08648-2043 | 08648-2043 | LAWRENCEVILLE |  |  |  |  | 40.2928 | '-74.74575515 |  | NL |  | C |  | C |  |  |  |  | F1
| 15 ANDREW DR , LAWRENCEVILLE, NJ, 08648-2043 | 08648-2043 | LAWRENCEVILLE |  |  |  |  | 40.2926 | '-74.74545469 |  | NL |  | C |  | P |  |  |  |  | F1
| 16 ANDREW DR , LAWRENCEVILLE, NJ, 08648-2042 | 08648-2042 | LAWRENCEVILLE |  |  |  |  | 40.2923 | '-74.74432733 |  | NL |  | C |  | C |  |  |  |  | F1
| 14 WILLOW RD , LAWRENCEVILLE, NJ, 08648-1620 | 08648-1620 | LAWRENCEVILLE |  |  |  |  | 40.2919 | '-74.73664051 |  | UL | N | UX |  | UX
| 2 VALERIE LN , LAWRENCEVILLE, NJ, 08648-1432 | 08648-1432 | LAWRENCEVILLE |  |  |  |  | 40.2994 | '-74.73847552 |  | NL |  | C |  | P |  |  |  |  | F1
| 14 VALERIE LN , LAWRENCEVILLE, NJ, 08648-1432 | 08648-1432 | LAWRENCEVILLE |  |  |  |  | 40.2979 | '-74.73890921 |  | NL |  | C |  | P |  |  |  |  | F1
| 3 ANDREW DR , LAWRENCEVILLE, NJ, 08648-2043 | 08648-2043 | LAWRENCEVILLE |  |  |  |  | 40.2943 | '-74.74587965 |  | NL |  | C |  | P |  |  |  |  | F1
| 69 GREEN AVE , LAWRENCEVILLE, NJ, 08648-1623 | 08648-1623 | LAWRENCEVILLE |  |  |  |  | 40.2983 | '-74.73785072 |  | NL |  | C |  | P |  |  |  |  | F1
| 10 ANDREW DR , LAWRENCEVILLE, NJ, 08648-2042 | 08648-2042 | LAWRENCEVILLE |  |  |  |  | 40.2929 | '-74.74531402 |  | NL |  | C |  | C |  |  |  |  | F1
| 18 ANDREW DR , LAWRENCEVILLE, NJ, 08648-2042 | 08648-2042 | LAWRENCEVILLE |  |  |  |  | 40.2921 | '-74.74398069 |  | NL |  | C |  | C |  |  |  |  | F1
| 19 ANDREW DR , LAWRENCEVILLE, NJ, 08648-2043 | 08648-2043 | LAWRENCEVILLE |  |  |  |  | 40.2922 | '-74.74481929 |  | NL |  | C |  | C |  |  |  |  | F1
| 21 ANDREW DR , LAWRENCEVILLE, NJ, 08648-2043 | 08648-2043 | LAWRENCEVILLE |  |  |  |  | 40.292 | '-74.74442128 |  | NL |  | C |  | C |  |  |  |  | F1
| 14 WINTHROP RD , LAWRENCEVILLE, NJ, 08648-1545 | 08648-1545 | LAWRENCEVILLE |  |  |  |  | 40.2973 | '-74.75137358 |  | NL |  | C |  | C |  |  |  |  | F1
| 12 WINTHROP RD , LAWRENCEVILLE, NJ, 08648-1545 | 08648-1545 | LAWRENCEVILLE |  |  |  |  | 40.2976 | '-74.75126399 |  | NL |  | C |  | C |  |  |  |  | F1
| 33 CRAVEN LN , LAWRENCEVILLE, NJ, 08648-1636 | 08648-1636 | LAWRENCEVILLE |  |  |  |  | 40.2976 | '-74.73334522 |  | G |  | C |  | G |  |  |  |  | F1
| 33 LAWRENCIA DR , LAWRENCEVILLE, NJ, 08648-2026 | 08648-2026 | LAWRENCEVILLE |  |  |  |  | 40.2937 | '-74.74418707 |  | NL |  | C |  | C |  |  |  |  | F1
| 10 WINTHROP RD , LAWRENCEVILLE, NJ, 08648-1545 | 08648-1545 | LAWRENCEVILLE |  |  |  |  | 40.2979 | '-74.75117845 |  | NL |  | C |  | C |  |  |  |  | F1
| 31 NASSAU DR , LAWRENCEVILLE, NJ, 08648-1443 | 08648-1443 | LAWRENCEVILLE |  |  |  |  | 40.2993 | '-74.74187829 |  | NL |  | C |  | P |  |  |  |  | F1
| 24 NASSAU DR , LAWRENCEVILLE, NJ, 08648-1441 | 08648-1441 | LAWRENCEVILLE |  |  |  |  | 40.2994 | '-74.74144231 |  | NL |  | C |  | P |  |  |  |  | F1
| 20 NASSAU DR , LAWRENCEVILLE, NJ, 08648-1441 | 08648-1441 | LAWRENCEVILLE |  |  |  |  | 40.2998 | '-74.74200257 |  | NL |  | C |  | P |  |  |  |  | F1
| 29 NASSAU DR , LAWRENCEVILLE, NJ, 08648-1443 | 08648-1443 | LAWRENCEVILLE |  |  |  |  | 40.2995 | '-74.74216739 |  | NL |  | C |  | P |  |  |  |  | F1
| 25 NASSAU DR , LAWRENCEVILLE, NJ, 08648-1443 | 08648-1443 | LAWRENCEVILLE |  |  |  |  | 40.3 | '-74.74274995 |  | UL | N | UX |  | P |  |  |  |  | F1
| 33 NASSAU DR , LAWRENCEVILLE, NJ, 08648-1443 | 08648-1443 | LAWRENCEVILLE |  |  |  |  | 40.2991 | '-74.74162972 |  | NL |  | P |  | P |  |  |  |  | F1
| 9 ABBY DR , LAWRENCEVILLE, NJ, 08648-1435 | 08648-1435 | LAWRENCEVILLE |  |  |  |  | 40.3002 | '-74.74148904 |  | UL | N | UX |  | UX
| 27 NASSAU DR , LAWRENCEVILLE, NJ, 08648-1443 | 08648-1443 | LAWRENCEVILLE |  |  |  |  | 40.2997 | '-74.74246533 |  | NL |  | C |  | P |  |  |  |  | F1
| 5 WILLOW RD , LAWRENCEVILLE, NJ, 08648-1619 | 08648-1619 | LAWRENCEVILLE |  |  |  |  | 40.2918 | '-74.73746477 |  | NL |  | C |  | C |  |  |  |  | F1
| 26 NASSAU DR , LAWRENCEVILLE, NJ, 08648-1441 | 08648-1441 | LAWRENCEVILLE |  |  |  |  | 40.2992 | '-74.74117733 |  | NL |  | C |  | C |  |  |  |  | F1
| 11 ABBY DR , LAWRENCEVILLE, NJ, 08648-1435 | 08648-1435 | LAWRENCEVILLE |  |  |  |  | 40.3 | '-74.74118833 |  | NL |  | C |  | P |  |  |  |  | F1
| 35 NASSAU DR , LAWRENCEVILLE, NJ, 08648-1443 | 08648-1443 | LAWRENCEVILLE |  |  |  |  | 40.2989 | '-74.74136174 |  | UL | N | UX |  | UX
| 24 DUSTIN DR , LAWRENCEVILLE, NJ, 08648-1436 | 08648-1436 | LAWRENCEVILLE |  |  |  |  | 40.2992 | '-74.73985911 |  | UL | N | UX |  | P |  |  |  |  | F1
| 18 NASSAU DR , LAWRENCEVILLE, NJ, 08648-1441 | 08648-1441 | LAWRENCEVILLE |  |  |  |  | 40.3 | '-74.74231892 |  | NL |  | C |  | P |  |  |  |  | F1
| 9 GRANDVIEW AVE , LAWRENCEVILLE, NJ, 08648-1006 | 08648-1006 | LAWRENCEVILLE |  |  |  |  | 40.3062 | '-74.72317023 |  | NL |  | C |  | C |  |  |  |  | F1
| 23 PHILLIPS AVE , LAWRENCEVILLE, NJ, 08648-1072 | 08648-1072 | LAWRENCEVILLE |  |  |  |  | 40.2977 | '-74.73072724 |  | NL |  | C |  | C |  |  |  |  | F1
| 4 POLONIA AVE , LAWRENCEVILLE, NJ, 08648-2000 | 08648-2000 | LAWRENCEVILLE |  |  |  |  | 40.2895 | '-74.73764011 |  | NL |  | C |  | C |  |  |  |  | F1
| 15 THERESA DR , LAWRENCEVILLE, NJ, 08648-2040 | 08648-2040 | LAWRENCEVILLE |  |  |  |  | 40.289 | '-74.74319757 |  | NL |  | C |  | C |  |  |  |  | F1
| 14 ANDREW DR , LAWRENCEVILLE, NJ, 08648-2042 | 08648-2042 | LAWRENCEVILLE |  |  |  |  | 40.2924 | '-74.74467191 |  | NL |  | C |  | P |  |  |  |  | F1
| 54 GREEN AVE , LAWRENCEVILLE, NJ, 08648-1646 | 08648-1646 | LAWRENCEVILLE |  |  |  |  | 40.2971 | '-74.73662537 |  | UL | N | UX |  | UX
| 17 THERESA DR , LAWRENCEVILLE, NJ, 08648-2040 | 08648-2040 | LAWRENCEVILLE |  |  |  |  | 40.2887 | '-74.74295176 |  | NL |  | C |  | C |  |  |  |  | F1
| 21 THERESA DR , LAWRENCEVILLE, NJ, 08648-2040 | 08648-2040 | LAWRENCEVILLE |  |  |  |  | 40.2884 | '-74.74216664 |  | NL |  | C |  | C |  |  |  |  | F1
| 19 THERESA DR , LAWRENCEVILLE, NJ, 08648-2040 | 08648-2040 | LAWRENCEVILLE |  |  |  |  | 40.2885 | '-74.74260309 |  | NL |  | C |  | C |  |  |  |  | F1
| 8 ANDREW DR , LAWRENCEVILLE, NJ, 08648-2042 | 08648-2042 | LAWRENCEVILLE |  |  |  |  | 40.2932 | '-74.74561664 |  | NL |  | C |  | C |  |  |  |  | F1
| 94 TITUS AVE , LAWRENCEVILLE, NJ, 08648-1661 | 08648-1661 | LAWRENCEVILLE |  |  |  |  | 40.2999 | '-74.73737438 |  | NL |  | C |  | C |  |  |  |  | F1
| 11 WINTHROP RD , LAWRENCEVILLE, NJ, 08648-1557 | 08648-1557 | LAWRENCEVILLE |  |  |  |  | 40.2976 | '-74.75172371 |  | UL | N | UX |  | UX
| 9 WINTHROP RD , LAWRENCEVILLE, NJ, 08648-1544 | 08648-1544 | LAWRENCEVILLE |  |  |  |  | 40.2982 | '-74.75153047 |  | UL | N | UX |  | UX
| 4 ADAMS LN , LAWRENCEVILLE, NJ, 08648-1546 | 08648-1546 | LAWRENCEVILLE |  |  |  |  | 40.2982 | '-74.75233872 |  | NL |  | C |  | C |  |  |  |  | F1
| 2 BROMLEY CT , LAWRENCEVILLE, NJ, 08648-2021 | 08648-2021 | LAWRENCEVILLE |  |  |  |  | 40.2916 | '-74.74457245 |  | NL |  | C |  | P |  |  |  |  | F1
| 26 MELVINA DR , LAWRENCEVILLE, NJ, 08648-2034 | 08648-2034 | LAWRENCEVILLE |  |  |  |  | 40.2881 | '-74.74164293 |  | NL |  | C |  | C |  |  |  |  | F1
| 30 MERION PL , LAWRENCEVILLE, NJ, 08648-1632 | 08648-1632 | LAWRENCEVILLE |  |  |  |  | 40.2951 | '-74.73631058 |  | NL |  | C |  | C |  |  |  |  | F1
| 22 MELVINA DR , LAWRENCEVILLE, NJ, 08648-2034 | 08648-2034 | LAWRENCEVILLE |  |  |  |  | 40.2887 | '-74.74139515 |  | NL |  | C |  | C |  |  |  |  | F1
| 78 DENOW RD , LAWRENCEVILLE, NJ, 08648-2047 | 08648-2047 | LAWRENCEVILLE |  |  |  |  | 40.2879 | '-74.74501048 |  | NL |  | C |  | P |  |  |  |  | F1
| 13 ABBY DR , LAWRENCEVILLE, NJ, 08648-1435 | 08648-1435 | LAWRENCEVILLE |  |  |  |  | 40.2997 | '-74.74087947 |  | NL |  | C |  | P |  |  |  |  | F1
| 109 NASSAU DR , LAWRENCEVILLE, NJ, 08648-1431 | 08648-1431 | LAWRENCEVILLE |  |  |  |  | 40.2966 | '-74.74096357 |  | NL |  | C |  | C |  |  |  |  | F1
| 37 NASSAU DR , LAWRENCEVILLE, NJ, 08648-1443 | 08648-1443 | LAWRENCEVILLE |  |  |  |  | 40.2987 | '-74.74111038 |  | NL |  | C |  | P |  |  |  |  | F1
| 5 ABBY DR , LAWRENCEVILLE, NJ, 08648-1435 | 08648-1435 | LAWRENCEVILLE |  |  |  |  | 40.3006 | '-74.74205096 |  | NL |  | C |  | P |  |  |  |  | F1
| 22 DUSTIN DR , LAWRENCEVILLE, NJ, 08648-1436 | 08648-1436 | LAWRENCEVILLE |  |  |  |  | 40.2994 | '-74.73962921 |  | NL |  | C |  | P |  |  |  |  | F1
| 22 NASSAU DR , LAWRENCEVILLE, NJ, 08648-1441 | 08648-1441 | LAWRENCEVILLE |  |  |  |  | 40.2996 | '-74.74173252 |  | NL |  | C |  | P |  |  |  |  | F1
| 36 TITUS AVE , LAWRENCEVILLE, NJ, 08648-1661 | 08648-1661 | LAWRENCEVILLE |  |  |  |  | 40.2971 | '-74.73420604 |  | UL | N | UX |  | UX
| 4 ABBY DR , LAWRENCEVILLE, NJ, 08648-1434 | 08648-1434 | LAWRENCEVILLE |  |  |  |  | 40.301 | '-74.74192553 |  | NL |  | C |  | P |  |  |  |  | F1
| 21 CRAVEN LN , LAWRENCEVILLE, NJ, 08648-1636 | 08648-1636 | LAWRENCEVILLE |  |  |  |  | 40.297 | '-74.73256298 |  | UL | N | C |  | UX |  |  |  |  | F1
| 9 ANDREW DR , LAWRENCEVILLE, NJ, 08648-2043 | 08648-2043 | LAWRENCEVILLE |  |  |  |  | 40.2934 | '-74.74615985 |  | NL |  | C |  | C |  |  |  |  | F1
| 20 DUSTIN DR , LAWRENCEVILLE, NJ, 08648-1436 | 08648-1436 | LAWRENCEVILLE |  |  |  |  | 40.2996 | '-74.73946105 |  | NL |  | C |  | P |  |  |  |  | F1
| 28 NASSAU DR , LAWRENCEVILLE, NJ, 08648-1442 | 08648-1442 | LAWRENCEVILLE |  |  |  |  | 40.2989 | '-74.74075224 |  | UL | N | UX |  | P |  |  |  |  | F1
| 26 DUSTIN DR , LAWRENCEVILLE, NJ, 08648-1436 | 08648-1436 | LAWRENCEVILLE |  |  |  |  | 40.2991 | '-74.74016587 |  | NL |  | C |  | P |  |  |  |  | F1
| 41 NASSAU DR , LAWRENCEVILLE, NJ, 08648-1443 | 08648-1443 | LAWRENCEVILLE |  |  |  |  | 40.2985 | '-74.74089777 |  | NL |  | C |  | P |  |  |  |  | F1
| 8 ABBY DR , LAWRENCEVILLE, NJ, 08648-1434 | 08648-1434 | LAWRENCEVILLE |  |  |  |  | 40.3005 | '-74.74132655 |  | NL |  | C |  | P |  |  |  |  | F1
| 6 ABBY DR , LAWRENCEVILLE, NJ, 08648-1434 | 08648-1434 | LAWRENCEVILLE |  |  |  |  | 40.3007 | '-74.7416467 |  | NL |  | C |  | P |  |  |  |  | F1
| 14 ABBY DR , LAWRENCEVILLE, NJ, 08648-1434 | 08648-1434 | LAWRENCEVILLE |  |  |  |  | 40.2998 | '-74.74044801 |  | NL |  | C |  | C |  |  |  |  | F1
| 12 ABBY DR , LAWRENCEVILLE, NJ, 08648-1434 | 08648-1434 | LAWRENCEVILLE |  |  |  |  | 40.3001 | '-74.74072751 |  | NL |  | C |  | P |  |  |  |  | F1
| 24 MELVINA DR , LAWRENCEVILLE, NJ, 08648-2034 | 08648-2034 | LAWRENCEVILLE |  |  |  |  | 40.2884 | '-74.74154246 |  | NL |  | C |  | C |  |  |  |  | F1
| 37 LAWRPENN RD , LAWRENCEVILLE, NJ, 08648 | 08648 | LAWRENCEVILLE |  |  |  |  | 40.3023 | '-74.73453372 |  | NL |  | C |  | C |  |  |  |  | F1
| 2681 MAIN ST , LAWRENCEVILLE, NJ, 08648-1036 | 08648-1036 | LAWRENCEVILLE |  |  |  |  | 40.2982 | '-74.72944006 |  | UL | N | C |  | UX |  |  |  |  | F1
| 16 ABBY DR , LAWRENCEVILLE, NJ, 08648-1434 | 08648-1434 | LAWRENCEVILLE |  |  |  |  | 40.2996 | '-74.74022686 |  | NL |  | C |  | P |  |  |  |  | F1
| 15 DUSTIN DR , LAWRENCEVILLE, NJ, 08648-1437 | 08648-1437 | LAWRENCEVILLE |  |  |  |  | 40.2998 | '-74.73985167 |  | NL |  | C |  | P |  |  |  |  | F1
| 10 ABBY DR , LAWRENCEVILLE, NJ, 08648-1434 | 08648-1434 | LAWRENCEVILLE |  |  |  |  | 40.3003 | '-74.74102705 |  | NL |  | C |  | P |  |  |  |  | F1
| 2870 MAIN ST , LAWRENCEVILLE, NJ, 08648 | 08648 | LAWRENCEVILLE |  |  |  |  | 40.3046 | '-74.72316557 |  | UL | N | UX |  | UX
| 16 PEMBROKE CT , LAWRENCEVILLE, NJ, 08648-2009 | 08648-2009 | LAWRENCEVILLE |  |  |  |  | 40.2891 | '-74.74419978 |  | NL |  | C |  | C |  |  |  |  | F1
| 9 DUSTIN DR , LAWRENCEVILLE, NJ, 08648-1437 | 08648-1437 | LAWRENCEVILLE |  |  |  |  | 40.3007 | '-74.74050567 |  | UL | N | UX |  | P |  |  |  |  | F1
| 7 DUSTIN DR , LAWRENCEVILLE, NJ, 08648-1437 | 08648-1437 | LAWRENCEVILLE |  |  |  |  | 40.3009 | '-74.74079588 |  | NL |  | C |  | P |  |  |  |  | F1
| 11 DUSTIN DR , LAWRENCEVILLE, NJ, 08648-1437 | 08648-1437 | LAWRENCEVILLE |  |  |  |  | 40.3004 | '-74.74019986 |  | UL | N | UX |  | P |  |  |  |  | F1
| 13 DUSTIN DR , LAWRENCEVILLE, NJ, 08648-1437 | 08648-1437 | LAWRENCEVILLE |  |  |  |  | 40.3002 | '-74.73991499 |  | NL |  | C |  | P |  |  |  |  | F1
| 3 DUSTIN DR , LAWRENCEVILLE, NJ, 08648-1437 | 08648-1437 | LAWRENCEVILLE |  |  |  |  | 40.3013 | '-74.74133522 |  | NL |  | C |  | P |  |  |  |  | F1
| 33 GREEN AVE , LAWRENCEVILLE, NJ, 08648-1623 | 08648-1623 | LAWRENCEVILLE |  |  |  |  | 40.2955 | '-74.73543989 |  | NL |  | C |  | C |  |  |  |  | F1
| 12 DUSTIN DR , LAWRENCEVILLE, NJ, 08648-1436 | 08648-1436 | LAWRENCEVILLE |  |  |  |  | 40.3006 | '-74.73989687 |  | UL | N | UX |  | UX
| 10 DUSTIN DR , LAWRENCEVILLE, NJ, 08648-1436 | 08648-1436 | LAWRENCEVILLE |  |  |  |  | 40.3008 | '-74.74017621 |  | NL |  | C |  | P |  |  |  |  | F1
| 14 DUSTIN DR , LAWRENCEVILLE, NJ, 08648-1436 | 08648-1436 | LAWRENCEVILLE |  |  |  |  | 40.3004 | '-74.73964209 |  | NL |  | C |  | P |  |  |  |  | F1
| 6 DUSTIN DR , LAWRENCEVILLE, NJ, 08648-1436 | 08648-1436 | LAWRENCEVILLE |  |  |  |  | 40.3013 | '-74.74073974 |  | NL |  | C |  | P |  |  |  |  | F1
| 16 NASSAU DR , LAWRENCEVILLE, NJ, 08648-1441 | 08648-1441 | LAWRENCEVILLE |  |  |  |  | 40.3003 | '-74.74261222 |  | NL |  | C |  | C |  |  |  |  | F1
| 23 NASSAU DR , LAWRENCEVILLE, NJ, 08648-1443 | 08648-1443 | LAWRENCEVILLE |  |  |  |  | 40.3002 | '-74.74304979 |  | NL |  | C |  | P |  |  |  |  | F1
| 19 NASSAU DR , LAWRENCEVILLE, NJ, 08648-1443 | 08648-1443 | LAWRENCEVILLE |  |  |  |  | 40.3007 | '-74.74340405 |  | NL |  | C |  | P |  |  |  |  | F1
| 8 DUSTIN DR , LAWRENCEVILLE, NJ, 08648-1436 | 08648-1436 | LAWRENCEVILLE |  |  |  |  | 40.301 | '-74.74046524 |  | NL |  | C |  | P |  |  |  |  | F1
| 5 DUSTIN DR , LAWRENCEVILLE, NJ, 08648-1437 | 08648-1437 | LAWRENCEVILLE |  |  |  |  | 40.3011 | '-74.74108964 |  | NL |  | C |  | P |  |  |  |  | F1
| 33 CLIVEDEN CT , LAWRENCEVILLE, NJ, 08648-1447 | 08648-1447 | LAWRENCEVILLE |  |  |  |  | 40.3029 | '-74.74687204 |  | NL |  | C |  | P |  |  |  |  | F1
| 36 PHILLIPS AVE , LAWRENCEVILLE, NJ, 08648-1023 | 08648-1023 | LAWRENCEVILLE |  |  |  |  | 40.298 | '-74.73067701 |  | UL | N | UX |  | UX
| 10 NASSAU DR , LAWRENCEVILLE, NJ, 08648-1441 | 08648-1441 | LAWRENCEVILLE |  |  |  |  | 40.3012 | '-74.74269663 |  | NL |  | C |  | C |  |  |  |  | F1
| 18 DUSTIN DR , LAWRENCEVILLE, NJ, 08648-1436 | 08648-1436 | LAWRENCEVILLE |  |  |  |  | 40.2999 | '-74.73941559 |  | NL |  | C |  | P |  |  |  |  | F1
| 9 CLIVEDEN CT , LAWRENCEVILLE, NJ, 08648-1446 | 08648-1446 | LAWRENCEVILLE |  |  |  |  | 40.303 | '-74.74802999 |  | NL |  | C |  | P |  |  |  |  | F1
| 14 NASSAU DR , LAWRENCEVILLE, NJ, 08648-1441 | 08648-1441 | LAWRENCEVILLE |  |  |  |  | 40.3006 | '-74.74288262 |  | UL | N | UX |  | UX
| 23 CLIVEDEN CT , LAWRENCEVILLE, NJ, 08648-1447 | 08648-1447 | LAWRENCEVILLE |  |  |  |  | 40.3027 | '-74.74718074 |  | NL |  | C |  | P |  |  |  |  | F1
| 11 CLIVEDEN CT , LAWRENCEVILLE, NJ, 08648-1446 | 08648-1446 | LAWRENCEVILLE |  |  |  |  | 40.3029 | '-74.74782332 |  | NL |  | C |  | P |  |  |  |  | F1
| 7 CLIVEDEN CT , LAWRENCEVILLE, NJ, 08648-1446 | 08648-1446 | LAWRENCEVILLE |  |  |  |  | 40.3031 | '-74.74807569 |  | NL |  | C |  | P |  |  |  |  | F1
| 16 DUSTIN DR , LAWRENCEVILLE, NJ, 08648-1436 | 08648-1436 | LAWRENCEVILLE |  |  |  |  | 40.3001 | '-74.73947366 |  | NL |  | C |  | P |  |  |  |  | F1
| 17 NASSAU DR , LAWRENCEVILLE, NJ, 08648-1443 | 08648-1443 | LAWRENCEVILLE |  |  |  |  | 40.301 | '-74.7434086 |  | UL | N | UX |  | UX
| 12 NASSAU DR , LAWRENCEVILLE, NJ, 08648-1441 | 08648-1441 | LAWRENCEVILLE |  |  |  |  | 40.3009 | '-74.7429942 |  | UL | N | UX |  | UX
| 2801 MAIN ST , LAWRENCEVILLE, NJ, 08648-1016 | 08648-1016 | LAWRENCEVILLE |  |  |  |  | 40.3015 | '-74.72636572 |  | G |  | C |  | G |  |  |  |  | F1
| 15 NASSAU DR , LAWRENCEVILLE, NJ, 08648-1443 | 08648-1443 | LAWRENCEVILLE |  |  |  |  | 40.3013 | '-74.74325802 |  | NL |  | C |  | P |  |  |  |  | F1
| 11 NASSAU DR , LAWRENCEVILLE, NJ, 08648-1443 | 08648-1443 | LAWRENCEVILLE |  |  |  |  | 40.3016 | '-74.74266385 |  | NL |  | C |  | P |  |  |  |  | F1
| 5 NASSAU DR , LAWRENCEVILLE, NJ, 08648-1443 | 08648-1443 | LAWRENCEVILLE |  |  |  |  | 40.302 | '-74.74170238 |  | NL |  | C |  | P |  |  |  |  | F1
| 9 NASSAU DR , LAWRENCEVILLE, NJ, 08648-1443 | 08648-1443 | LAWRENCEVILLE |  |  |  |  | 40.3017 | '-74.74236465 |  | NL |  | C |  | P |  |  |  |  | F1
| 6 NASSAU DR , LAWRENCEVILLE, NJ, 08648-1462 | 08648-1462 | LAWRENCEVILLE |  |  |  |  | 40.3016 | '-74.74172799 |  | NL |  | C |  | P |  |  |  |  | F1
| 31 CLIVEDEN CT , LAWRENCEVILLE, NJ, 08648-1447 | 08648-1447 | LAWRENCEVILLE |  |  |  |  | 40.3028 | '-74.74692709 |  | UL | N | UX |  | UX
| 15 CLIVEDEN CT , LAWRENCEVILLE, NJ, 08648-1446 | 08648-1446 | LAWRENCEVILLE |  |  |  |  | 40.3028 | '-74.74773396 |  | NL |  | C |  | P |  |  |  |  | F1
| 17 CLIVEDEN CT , LAWRENCEVILLE, NJ, 08648-1446 | 08648-1446 | LAWRENCEVILLE |  |  |  |  | 40.3027 | '-74.74765964 |  | NL |  | C |  | P |  |  |  |  | F1
| 19 CLIVEDEN CT , LAWRENCEVILLE, NJ, 08648-1446 | 08648-1446 | LAWRENCEVILLE |  |  |  |  | 40.3027 | '-74.74760794 |  | NL |  | C |  | P |  |  |  |  | F1
| 21 NASSAU DR , LAWRENCEVILLE, NJ, 08648-1443 | 08648-1443 | LAWRENCEVILLE |  |  |  |  | 40.3005 | '-74.74330318 |  | NL |  | C |  | P |  |  |  |  | F1
| 7 GEORGE ST , LAWRENCEVILLE, NJ, 08648-1611 | 08648-1611 | LAWRENCEVILLE |  |  |  |  | 40.2965 | '-74.73278791 |  | UL | N | UX |  | UX
| 4 DUSTIN DR , LAWRENCEVILLE, NJ, 08648-1436 | 08648-1436 | LAWRENCEVILLE |  |  |  |  | 40.3015 | '-74.74098708 |  | NL |  | C |  | P |  |  |  |  | F1
| 3 NASSAU DR , LAWRENCEVILLE, NJ, 08648-1443 | 08648-1443 | LAWRENCEVILLE |  |  |  |  | 40.3021 | '-74.74137675 |  | NL |  | C |  | P |  |  |  |  | F1
| 7 NASSAU DR , LAWRENCEVILLE, NJ, 08648-1443 | 08648-1443 | LAWRENCEVILLE |  |  |  |  | 40.3018 | '-74.74201664 |  | NL |  | C |  | P |  |  |  |  | F1
| 2 DUSTIN DR , LAWRENCEVILLE, NJ, 08648-1436 | 08648-1436 | LAWRENCEVILLE |  |  |  |  | 40.3017 | '-74.74120934 |  | NL |  | C |  | P |  |  |  |  | F1
| 13 NASSAU DR , LAWRENCEVILLE, NJ, 08648-1443 | 08648-1443 | LAWRENCEVILLE |  |  |  |  | 40.3015 | '-74.74300183 |  | NL |  | C |  | P |  |  |  |  | F1
| 2 ABBY DR , LAWRENCEVILLE, NJ, 08648-1434 | 08648-1434 | LAWRENCEVILLE |  |  |  |  | 40.3013 | '-74.74216627 |  | NL |  | C |  | P |  |  |  |  | F1
| 65 CLIVEDEN CT , LAWRENCEVILLE, NJ, 08648-1400 | 08648-1400 | LAWRENCEVILLE |  |  |  |  | 40.3036 | '-74.74728958 |  | NL |  | C |  | P |  |  |  |  | F1
| 63 CLIVEDEN CT , LAWRENCEVILLE, NJ, 08648-1400 | 08648-1400 | LAWRENCEVILLE |  |  |  |  | 40.3037 | '-74.7472337 |  | NL |  | C |  | P |  |  |  |  | F1
| 41 CLIVEDEN CT , LAWRENCEVILLE, NJ, 08648-1447 | 08648-1447 | LAWRENCEVILLE |  |  |  |  | 40.3031 | '-74.74646494 |  | NL |  | C |  | P |  |  |  |  | F1
| 47 CLIVEDEN CT , LAWRENCEVILLE, NJ, 08648-1447 | 08648-1447 | LAWRENCEVILLE |  |  |  |  | 40.3032 | '-74.74630686 |  | NL |  | C |  | P |  |  |  |  | F1
| 2565 MAIN ST , LAWRENCEVILLE, NJ, 08648-1657 | 08648-1657 | LAWRENCEVILLE |  |  |  |  | 40.2948 | '-74.73238989 |  | NL |  | C |  | C |  |  |  |  | F1
| 59 CLIVEDEN CT , LAWRENCEVILLE, NJ, 08648-1400 | 08648-1400 | LAWRENCEVILLE |  |  |  |  | 40.3038 | '-74.74712351 |  | NL |  | C |  | P |  |  |  |  | F1
| 3 CLIVEDEN CT , LAWRENCEVILLE, NJ, 08648-1446 | 08648-1446 | LAWRENCEVILLE |  |  |  |  | 40.3032 | '-74.74816122 |  | NL |  | C |  | C |  |  |  |  | F1
| 1 CLIVEDEN CT , LAWRENCEVILLE, NJ, 08648-1446 | 08648-1446 | LAWRENCEVILLE |  |  |  |  | 40.3032 | '-74.7482235 |  | NL |  | C |  | P |  |  |  |  | F1
| 140 DENOW RD , LAWRENCEVILLE, NJ, 08648-1504 | 08648-1504 | LAWRENCEVILLE |  |  |  |  | 40.2891 | '-74.75475135 |  | NL |  | C |  | P |  |  |  |  | F1
| 4 STONERISE DR , LAWRENCEVILLE, NJ, 08648-5533 | 08648-5533 | LAWRENCEVILLE |  |  |  |  | 40.3015 | '-74.73559459 |  | NL |  | C |  | C |  |  |  |  | F1
| 37 CLIVEDEN CT , LAWRENCEVILLE, NJ, 08648-1447 | 08648-1447 | LAWRENCEVILLE |  |  |  |  | 40.303 | '-74.74658649 |  | UL | N | UX |  | UX
| 43 CLIVEDEN CT , LAWRENCEVILLE, NJ, 08648-1447 | 08648-1447 | LAWRENCEVILLE |  |  |  |  | 40.3031 | '-74.74640585 |  | NL |  | C |  | P |  |  |  |  | F1
| 45 CLIVEDEN CT , LAWRENCEVILLE, NJ, 08648-1447 | 08648-1447 | LAWRENCEVILLE |  |  |  |  | 40.3032 | '-74.74635972 |  | NL |  | C |  | P |  |  |  |  | F1
| 20 CLIVEDEN CT , LAWRENCEVILLE, NJ, 08648-1445 | 08648-1445 | LAWRENCEVILLE |  |  |  |  | 40.3032 | '-74.74722776 |  | NL |  | C |  | P |  |  |  |  | F1
| 22 MANNING LN , LAWRENCEVILLE, NJ, 08648-1019 | 08648-1019 | LAWRENCEVILLE |  |  |  |  | 40.3007 | '-74.72909053 |  | NL |  | C |  | C |  |  |  |  | F1
| 57 CLIVEDEN CT , LAWRENCEVILLE, NJ, 08648-1400 | 08648-1400 | LAWRENCEVILLE |  |  |  |  | 40.3038 | '-74.74706164 |  | NL |  | C |  | P |  |  |  |  | F1
| 26 CLIVEDEN CT , LAWRENCEVILLE, NJ, 08648-1445 | 08648-1445 | LAWRENCEVILLE |  |  |  |  | 40.3033 | '-74.74703193 |  | NL |  | P |  | P |  |  |  |  | F1
| 28 CLIVEDEN CT , LAWRENCEVILLE, NJ, 08648-1445 | 08648-1445 | LAWRENCEVILLE |  |  |  |  | 40.3033 | '-74.74696667 |  | NL |  | C |  | P |  |  |  |  | F1
| 51 CLIVEDEN CT , LAWRENCEVILLE, NJ, 08648-1400 | 08648-1400 | LAWRENCEVILLE |  |  |  |  | 40.3039 | '-74.7468558 |  | NL |  | C |  | P |  |  |  |  | F1
| 13 CLIVEDEN CT , LAWRENCEVILLE, NJ, 08648-1446 | 08648-1446 | LAWRENCEVILLE |  |  |  |  | 40.3028 | '-74.74778702 |  | NL |  | C |  | P |  |  |  |  | F1
| 24 CLIVEDEN CT , LAWRENCEVILLE, NJ, 08648-1445 | 08648-1445 | LAWRENCEVILLE |  |  |  |  | 40.3032 | '-74.7470906 |  | NL |  | C |  | P |  |  |  |  | F1
| 13 ADELE CT , LAWRENCEVILLE, NJ, 08648-1429 | 08648-1429 | LAWRENCEVILLE |  |  |  |  | 40.3022 | '-74.74897352 |  | NL |  | C |  | P |  |  |  |  | F1
| 33 ADELE CT , LAWRENCEVILLE, NJ, 08648-1448 | 08648-1448 | LAWRENCEVILLE |  |  |  |  | 40.3018 | '-74.74851852 |  | NL |  | C |  | C |  |  |  |  | F1
| 14 CLIVEDEN CT , LAWRENCEVILLE, NJ, 08648-1445 | 08648-1445 | LAWRENCEVILLE |  |  |  |  | 40.303 | '-74.74738961 |  | NL |  | C |  | P |  |  |  |  | F1
| 15 YEGER DR , LAWRENCEVILLE, NJ, 08648-1438 | 08648-1438 | LAWRENCEVILLE |  |  |  |  | 40.3018 | '-74.74038776 |  | NL |  | C |  | P |  |  |  |  | F1
| 2915 MAIN ST , LAWRENCEVILLE, NJ, 08648-1046 | 08648-1046 | LAWRENCEVILLE |  |  |  |  | 40.3048 | '-74.72365666 |  | UL | N | UX |  | UX
| 9 ADELE CT , LAWRENCEVILLE, NJ, 08648-1429 | 08648-1429 | LAWRENCEVILLE |  |  |  |  | 40.3023 | '-74.74902474 |  | NL |  | C |  | C |  |  |  |  | F1
| 3 ADELE CT , LAWRENCEVILLE, NJ, 08648-1429 | 08648-1429 | LAWRENCEVILLE |  |  |  |  | 40.3024 | '-74.74916351 |  | NL |  | C |  | C |  |  |  |  | F1
| 29 ADELE CT , LAWRENCEVILLE, NJ, 08648-1448 | 08648-1448 | LAWRENCEVILLE |  |  |  |  | 40.3019 | '-74.74859252 |  | UL | N | C |  | UX |  |  |  |  | F1
| 10 VALERIE LN , LAWRENCEVILLE, NJ, 08648-1432 | 08648-1432 | LAWRENCEVILLE |  |  |  |  | 40.2984 | '-74.73863624 |  | UL | N | UX |  | UX
| 35 ADELE CT , LAWRENCEVILLE, NJ, 08648-1448 | 08648-1448 | LAWRENCEVILLE |  |  |  |  | 40.3018 | '-74.74859668 |  | NL |  | C |  | P |  |  |  |  | F1
| 20 ADELE CT , LAWRENCEVILLE, NJ, 08648-1408 | 08648-1408 | LAWRENCEVILLE |  |  |  |  | 40.3026 | '-74.74833529 |  | NL |  | C |  | C |  |  |  |  | F1
| 61 CLIVEDEN CT , LAWRENCEVILLE, NJ, 08648-1400 | 08648-1400 | LAWRENCEVILLE |  |  |  |  | 40.3037 | '-74.74717549 |  | NL |  | C |  | P |  |  |  |  | F1
| 2 DANIELLE CT , LAWRENCEVILLE, NJ, 08648-1449 | 08648-1449 | LAWRENCEVILLE |  |  |  |  | 40.3045 | '-74.74687776 |  | NL |  | C |  | P |  |  |  |  | F1
| 130 LAWRPENN RD , LAWRENCEVILLE, NJ, 08648 | 08648 | LAWRENCEVILLE |  |  |  |  | 40.299 | '-74.74562149 |  | NL |  | C |  | C |  |  |  |  | F1
| 13 YEGER DR , LAWRENCEVILLE, NJ, 08648-1438 | 08648-1438 | LAWRENCEVILLE |  |  |  |  | 40.3016 | '-74.74011852 |  | NL |  | C |  | P |  |  |  |  | F1
| 66 LAWRENCEVILLE-PENNINGTON RD , LAWRENCEVILLE, NJ, 08648 | 08648 | LAWRENCEVILLE |  |  |  |  | 40.2921 | '-74.73813029 |  | NL |  | C |  | C |  |  |  |  | F1
| 45 WILLOW RD , LAWRENCEVILLE, NJ, 08648-1660 | 08648-1660 | LAWRENCEVILLE |  |  |  |  | 40.2938 | '-74.73539047 |  | NL |  | C |  | C |  |  |  |  | F1
| 5 ADELE CT , LAWRENCEVILLE, NJ, 08648-1429 | 08648-1429 | LAWRENCEVILLE |  |  |  |  | 40.3023 | '-74.74909402 |  | NL |  | C |  | P |  |  |  |  | F1
| 25 ADELE CT , LAWRENCEVILLE, NJ, 08648-1448 | 08648-1448 | LAWRENCEVILLE |  |  |  |  | 40.3019 | '-74.74865291 |  | NL |  | C |  | C |  |  |  |  | F1
| 30 ADELE CT , LAWRENCEVILLE, NJ, 08648-1427 | 08648-1427 | LAWRENCEVILLE |  |  |  |  | 40.3023 | '-74.74791943 |  | NL |  | C |  | C |  |  |  |  | F1
| 17 ADELE CT , LAWRENCEVILLE, NJ, 08648-1448 | 08648-1448 | LAWRENCEVILLE |  |  |  |  | 40.3021 | '-74.74880022 |  | NL |  | C |  | P |  |  |  |  | F1
| 21 ADELE CT , LAWRENCEVILLE, NJ, 08648-1448 | 08648-1448 | LAWRENCEVILLE |  |  |  |  | 40.302 | '-74.74872615 |  | UL | N | C |  | UX |  |  |  |  | F1
| 18 ADELE CT , LAWRENCEVILLE, NJ, 08648-1408 | 08648-1408 | LAWRENCEVILLE |  |  |  |  | 40.3026 | '-74.7482482 |  | NL |  | C |  | C |  |  |  |  | F1
| 24 W CHURCH RD , LAWRENCEVILLE, NJ, 08648-2708 | 08648-2708 | LAWRENCEVILLE |  |  |  |  | 40.2851 | '-74.73603217 |  | NL |  | C |  | C |  |  |  |  | F1
| 52 DANIELLE CT , LAWRENCEVILLE, NJ, 08648-1451 | 08648-1451 | LAWRENCEVILLE |  |  |  |  | 40.3046 | '-74.7489413 |  | NL |  | C |  | P |  |  |  |  | F1
| 36 DANIELLE CT , LAWRENCEVILLE, NJ, 08648-1451 | 08648-1451 | LAWRENCEVILLE |  |  |  |  | 40.305 | '-74.74821621 |  | NL |  | C |  | P |  |  |  |  | F1
| 62 TITUS AVE , LAWRENCEVILLE, NJ, 08648-1661 | 08648-1661 | LAWRENCEVILLE |  |  |  |  | 40.2983 | '-74.73563109 |  | NL |  | C |  | C |  |  |  |  | F1
| 51 WILLOW RD , LAWRENCEVILLE, NJ, 08648-1660 | 08648-1660 | LAWRENCEVILLE |  |  |  |  | 40.294 | '-74.7352037 |  | UL | N | UX |  | UX
| 11 DANIELLE CT , LAWRENCEVILLE, NJ, 08648-1450 | 08648-1450 | LAWRENCEVILLE |  |  |  |  | 40.3048 | '-74.74769624 |  | NL |  | C |  | P |  |  |  |  | F1
| 22 CLIVEDEN CT , LAWRENCEVILLE, NJ, 08648-1445 | 08648-1445 | LAWRENCEVILLE |  |  |  |  | 40.3032 | '-74.7471543 |  | NL |  | C |  | P |  |  |  |  | F1
| 31 ADELE CT , LAWRENCEVILLE, NJ, 08648-1448 | 08648-1448 | LAWRENCEVILLE |  |  |  |  | 40.3019 | '-74.74867359 |  | NL |  | C |  | P |  |  |  |  | F1
| 19 DANIELLE CT , LAWRENCEVILLE, NJ, 08648-1450 | 08648-1450 | LAWRENCEVILLE |  |  |  |  | 40.3046 | '-74.7479479 |  | NL |  | C |  | C |  |  |  |  | F1
| 9 VILLAGE CT , LAWRENCEVILLE, NJ, 08648-5562 | 08648-5562 | LAWRENCEVILLE |  |  |  |  | 40.3002 | '-74.73288918 |  | UL | N | UX |  | UX
| 11 VILLAGE CT , LAWRENCEVILLE, NJ, 08648-5562 | 08648-5562 | LAWRENCEVILLE |  |  |  |  | 40.3002 | '-74.73298752 |  | NL |  | C |  | P |  |  |  |  | F1
| 16 VILLAGE CT , LAWRENCEVILLE, NJ, 08648-5560 | 08648-5560 | LAWRENCEVILLE |  |  |  |  | 40.3003 | '-74.73318357 |  | NL |  | C |  | P |  |  |  |  | F1
| 14 VILLAGE CT , LAWRENCEVILLE, NJ, 08648-5560 | 08648-5560 | LAWRENCEVILLE |  |  |  |  | 40.3003 | '-74.73324037 |  | NL |  | C |  | P |  |  |  |  | F1
| 11 YEGER DR , LAWRENCEVILLE, NJ, 08648-1438 | 08648-1438 | LAWRENCEVILLE |  |  |  |  | 40.3014 | '-74.73982831 |  | NL |  | C |  | P |  |  |  |  | F1
| 19 CRAVEN LN , LAWRENCEVILLE, NJ, 08648-1636 | 08648-1636 | LAWRENCEVILLE |  |  |  |  | 40.2968 | '-74.73242195 |  | G |  | C |  | G |  |  |  |  | F1
| 2557 MAIN ST , LAWRENCEVILLE, NJ, 08648-1657 | 08648-1657 | LAWRENCEVILLE |  |  |  |  | 40.2946 | '-74.73254028 |  | G |  | C |  | G |  |  |  |  | F1
| 2453 MAIN ST , LAWRENCEVILLE, NJ, 08648-1634 | 08648-1634 | LAWRENCEVILLE |  |  |  |  | 40.291 | '-74.73421372 |  | G |  | G |  | G |  |  |  |  | F1
| 5 DANIELLE CT , LAWRENCEVILLE, NJ, 08648-1449 | 08648-1449 | LAWRENCEVILLE |  |  |  |  | 40.3044 | '-74.74741263 |  | NL |  | C |  | P |  |  |  |  | F1
| 64 DANIELLE CT , LAWRENCEVILLE, NJ, 08648-1452 | 08648-1452 | LAWRENCEVILLE |  |  |  |  | 40.3042 | '-74.74787568 |  | NL |  | C |  | P |  |  |  |  | F1
| 38 ADELE CT , LAWRENCEVILLE, NJ, 08648-1427 | 08648-1427 | LAWRENCEVILLE |  |  |  |  | 40.3022 | '-74.74777975 |  | NL |  | C |  | P |  |  |  |  | F1
| 62 DANIELLE CT , LAWRENCEVILLE, NJ, 08648-1452 | 08648-1452 | LAWRENCEVILLE |  |  |  |  | 40.3041 | '-74.74793228 |  | NL |  | C |  | P |  |  |  |  | F1
| 16 DANIELLE CT , LAWRENCEVILLE, NJ, 08648-1449 | 08648-1449 | LAWRENCEVILLE |  |  |  |  | 40.305 | '-74.74729137 |  | NL |  | C |  | P |  |  |  |  | F1
| 24 ADELE CT , LAWRENCEVILLE, NJ, 08648-1408 | 08648-1408 | LAWRENCEVILLE |  |  |  |  | 40.3025 | '-74.7482619 |  | NL |  | C |  | P |  |  |  |  | F1
| 32 ADELE CT , LAWRENCEVILLE, NJ, 08648-1427 | 08648-1427 | LAWRENCEVILLE |  |  |  |  | 40.3023 | '-74.74800323 |  | NL |  | C |  | P |  |  |  |  | F1
| 37 ADELE CT , LAWRENCEVILLE, NJ, 08648-1448 | 08648-1448 | LAWRENCEVILLE |  |  |  |  | 40.3018 | '-74.74845184 |  | NL |  | C |  | P |  |  |  |  | F1
| 36 ADELE CT , LAWRENCEVILLE, NJ, 08648-1427 | 08648-1427 | LAWRENCEVILLE |  |  |  |  | 40.3022 | '-74.74793206 |  | NL |  | C |  | P |  |  |  |  | F1
| 17 YEGER DR , LAWRENCEVILLE, NJ, 08648-1438 | 08648-1438 | LAWRENCEVILLE |  |  |  |  | 40.3021 | '-74.74063089 |  | NL |  | C |  | P |  |  |  |  | F1
| 53 GREEN AVE , LAWRENCEVILLE, NJ, 08648-1623 | 08648-1623 | LAWRENCEVILLE |  |  |  |  | 40.2968 | '-74.73695371 |  | NL |  | C |  | C |  |  |  |  | F1
| 21 YEGER DR , LAWRENCEVILLE, NJ, 08648-1440 | 08648-1440 | LAWRENCEVILLE |  |  |  |  | 40.3027 | '-74.74130653 |  | NL |  | C |  | P |  |  |  |  | F1
| 56 WILLOW RD , LAWRENCEVILLE, NJ, 08648-1659 | 08648-1659 | LAWRENCEVILLE |  |  |  |  | 40.294 | '-74.7348855 |  | UL | N | UX |  | UX
| 9 YEGER DR , LAWRENCEVILLE, NJ, 08648-1438 | 08648-1438 | LAWRENCEVILLE |  |  |  |  | 40.3011 | '-74.73952877 |  | NL |  | C |  | P |  |  |  |  | F1
| 1 ADELE CT , LAWRENCEVILLE, NJ, 08648-1429 | 08648-1429 | LAWRENCEVILLE |  |  |  |  | 40.3023 | '-74.74925287 |  | NL |  | C |  | C |  |  |  |  | F1
| 26 ADELE CT , LAWRENCEVILLE, NJ, 08648-1427 | 08648-1427 | LAWRENCEVILLE |  |  |  |  | 40.3024 | '-74.74798404 |  | UL | N | UX |  | UX
| 40 ADELE CT , LAWRENCEVILLE, NJ, 08648-1427 | 08648-1427 | LAWRENCEVILLE |  |  |  |  | 40.3022 | '-74.74786446 |  | NL |  | C |  | P |  |  |  |  | F1
| 60 DANIELLE CT , LAWRENCEVILLE, NJ, 08648-1452 | 08648-1452 | LAWRENCEVILLE |  |  |  |  | 40.3041 | '-74.74799987 |  | NL |  | C |  | P |  |  |  |  | F1
| 3 YEGER DR , LAWRENCEVILLE, NJ, 08648-1438 | 08648-1438 | LAWRENCEVILLE |  |  |  |  | 40.3004 | '-74.73874903 |  | NL |  | C |  | P |  |  |  |  | F1
| 1 DANIELLE CT , LAWRENCEVILLE, NJ, 08648-1449 | 08648-1449 | LAWRENCEVILLE |  |  |  |  | 40.3043 | '-74.74732992 |  | NL |  | C |  | P |  |  |  |  | F1
| 21 DANIELLE CT , LAWRENCEVILLE, NJ, 08648-1450 | 08648-1450 | LAWRENCEVILLE |  |  |  |  | 40.3046 | '-74.7480284 |  | NL |  | C |  | P |  |  |  |  | F1
| 17 HENDRICKSON RD , LAWRENCEVILLE, NJ, 08648-1613 | 08648-1613 | LAWRENCEVILLE |  |  |  |  | 40.2924 | '-74.7357371 |  | G |  | G |  | G |  |  |  |  | F1
| 7 ADELE CT , LAWRENCEVILLE, NJ, 08648-1429 | 08648-1429 | LAWRENCEVILLE |  |  |  |  | 40.3023 | '-74.74918467 |  | UL | N | C |  | UX |  |  |  |  | F1
| 1 BARCLAY CT , LAWRENCEVILLE, NJ, 08648-1453 | 08648-1453 | LAWRENCEVILLE |  |  |  |  | 40.3033 | '-74.74910945 |  | UL | N | UX |  | UX
| 11 BARCLAY CT , LAWRENCEVILLE, NJ, 08648-1453 | 08648-1453 | LAWRENCEVILLE |  |  |  |  | 40.3034 | '-74.74933049 |  | NL |  | C |  | P |  |  |  |  | F1
| 34 ADELE CT , LAWRENCEVILLE, NJ, 08648-1427 | 08648-1427 | LAWRENCEVILLE |  |  |  |  | 40.3023 | '-74.74784996 |  | UL | N | UX |  | UX
| 10 YEGER DR , LAWRENCEVILLE, NJ, 08648-1439 | 08648-1439 | LAWRENCEVILLE |  |  |  |  | 40.3013 | '-74.739143 |  | NL |  | O | NOT LEAD | O | NOT LEAD
| 6 YEGER DR , LAWRENCEVILLE, NJ, 08648-1439 | 08648-1439 | LAWRENCEVILLE |  |  |  |  | 40.3009 | '-74.73865025 |  | NL |  | C |  | P |  |  |  |  | F1
| 12 DANIELLE CT , LAWRENCEVILLE, NJ, 08648-1449 | 08648-1449 | LAWRENCEVILLE |  |  |  |  | 40.3048 | '-74.74723035 |  | NL |  | P |  | P |  |  |  |  | F1
| 17 DANIELLE CT , LAWRENCEVILLE, NJ, 08648-1450 | 08648-1450 | LAWRENCEVILLE |  |  |  |  | 40.3047 | '-74.74788731 |  | NL |  | C |  | P |  |  |  |  | F1
| 24 DANIELLE CT , LAWRENCEVILLE, NJ, 08648-1450 | 08648-1450 | LAWRENCEVILLE |  |  |  |  | 40.3052 | '-74.74781297 |  | NL |  | C |  | P |  |  |  |  | F1
| 56 DANIELLE CT , LAWRENCEVILLE, NJ, 08648-1452 | 08648-1452 | LAWRENCEVILLE |  |  |  |  | 40.3041 | '-74.74815367 |  | NL |  | C |  | P |  |  |  |  | F1
| 19 HENDRICKSON RD , LAWRENCEVILLE, NJ, 08648-1613 | 08648-1613 | LAWRENCEVILLE |  |  |  |  | 40.2925 | '-74.73581758 |  | NL |  | C |  | C |  |  |  |  | F1
| 20 DANIELLE CT , LAWRENCEVILLE, NJ, 08648-1449 | 08648-1449 | LAWRENCEVILLE |  |  |  |  | 40.3051 | '-74.74740835 |  | NL |  | C |  | P |  |  |  |  | F1
| 136 LAWRPENN RD , LAWRENCEVILLE, NJ, 08648 | 08648 | LAWRENCEVILLE |  |  |  |  | 40.2997 | '-74.7464408 |  | UL | N | UX |  | P |  |  |  |  | F1
| 9 BARCLAY CT , LAWRENCEVILLE, NJ, 08648-1453 | 08648-1453 | LAWRENCEVILLE |  |  |  |  | 40.3035 | '-74.74924828 |  | NL |  | C |  | P |  |  |  |  | F1
| 29 BARCLAY CT , LAWRENCEVILLE, NJ, 08648-1454 | 08648-1454 | LAWRENCEVILLE |  |  |  |  | 40.3038 | '-74.74974385 |  | NL |  | C |  | P |  |  |  |  | F1
| 15 ADELE CT , LAWRENCEVILLE, NJ, 08648-1429 | 08648-1429 | LAWRENCEVILLE |  |  |  |  | 40.3022 | '-74.74905253 |  | NL |  | C |  | P |  |  |  |  | F1
| 4 YEGER DR , LAWRENCEVILLE, NJ, 08648-1439 | 08648-1439 | LAWRENCEVILLE |  |  |  |  | 40.3006 | '-74.73841016 |  | NL |  | C |  | P |  |  |  |  | F1
| 30 NASSAU DR , LAWRENCEVILLE, NJ, 08648-1442 | 08648-1442 | LAWRENCEVILLE |  |  |  |  | 40.2986 | '-74.74053046 |  | UL | N | UX |  | UX
| 4 DANIELLE CT , LAWRENCEVILLE, NJ, 08648-1449 | 08648-1449 | LAWRENCEVILLE |  |  |  |  | 40.3045 | '-74.74691605 |  | NL |  | C |  | P |  |  |  |  | F1
| 22 DANIELLE CT , LAWRENCEVILLE, NJ, 08648-1449 | 08648-1449 | LAWRENCEVILLE |  |  |  |  | 40.3051 | '-74.74745601 |  | NL |  | C |  | C |  |  |  |  | F1
| 70 GORDON AVE , LAWRENCEVILLE, NJ, 08648-1089 | 08648-1089 | LAWRENCEVILLE |  |  |  |  | 40.3015 | '-74.73301927 |  | UL | N | UX |  | UX
| 13 DANIELLE CT , LAWRENCEVILLE, NJ, 08648-1450 | 08648-1450 | LAWRENCEVILLE |  |  |  |  | 40.3047 | '-74.74775209 |  | NL |  | C |  | P |  |  |  |  | F1
| 49 CLIVEDEN CT , LAWRENCEVILLE, NJ, 08648-1447 | 08648-1447 | LAWRENCEVILLE |  |  |  |  | 40.3033 | '-74.74624243 |  | UL | N | UX |  | P |  |  |  |  | F1
| 23 DANIELLE CT , LAWRENCEVILLE, NJ, 08648-1450 | 08648-1450 | LAWRENCEVILLE |  |  |  |  | 40.3046 | '-74.74810108 |  | NL |  | C |  | P |  |  |  |  | F1
| 46 DANIELLE CT , LAWRENCEVILLE, NJ, 08648-1451 | 08648-1451 | LAWRENCEVILLE |  |  |  |  | 40.3047 | '-74.74875329 |  | NL |  | C |  | P |  |  |  |  | F1
| 5 YEGER DR , LAWRENCEVILLE, NJ, 08648-1438 | 08648-1438 | LAWRENCEVILLE |  |  |  |  | 40.3006 | '-74.73899845 |  | NL |  | C |  | P |  |  |  |  | F1
| 18 DANIELLE CT , LAWRENCEVILLE, NJ, 08648-1449 | 08648-1449 | LAWRENCEVILLE |  |  |  |  | 40.305 | '-74.74736028 |  | NL |  | C |  | P |  |  |  |  | F1
| 17 BARCLAY CT , LAWRENCEVILLE, NJ, 08648-1453 | 08648-1453 | LAWRENCEVILLE |  |  |  |  | 40.3036 | '-74.74939282 |  | NL |  | C |  | P |  |  |  |  | F1
| 3 DANIELLE CT , LAWRENCEVILLE, NJ, 08648-1449 | 08648-1449 | LAWRENCEVILLE |  |  |  |  | 40.3043 | '-74.7473786 |  | NL |  | C |  | P |  |  |  |  | F1
| 1 YEGER DR , LAWRENCEVILLE, NJ, 08648-1438 | 08648-1438 | LAWRENCEVILLE |  |  |  |  | 40.3002 | '-74.73848821 |  | NL |  | C |  | C |  |  |  |  | F1
| 7 DANIELLE CT , LAWRENCEVILLE, NJ, 08648-1449 | 08648-1449 | LAWRENCEVILLE |  |  |  |  | 40.3044 | '-74.74748001 |  | NL |  | C |  | P |  |  |  |  | F1
| 2579 MAIN ST , LAWRENCEVILLE, NJ, 08648-1658 | 08648-1658 | LAWRENCEVILLE |  |  |  |  | 40.2952 | '-74.73207799 |  | NL |  | C |  | C |  |  |  |  | F1
| 53 CLIVEDEN CT , LAWRENCEVILLE, NJ, 08648-1400 | 08648-1400 | LAWRENCEVILLE |  |  |  |  | 40.3039 | '-74.74691826 |  | NL |  | C |  | P |  |  |  |  | F1
| 50 DANIELLE CT , LAWRENCEVILLE, NJ, 08648-1451 | 08648-1451 | LAWRENCEVILLE |  |  |  |  | 40.3047 | '-74.74887867 |  | NL |  | C |  | P |  |  |  |  | F1
| 44 WILLOW RD , LAWRENCEVILLE, NJ, 08648-1659 | 08648-1659 | LAWRENCEVILLE |  |  |  |  | 40.2935 | '-74.73476043 |  | UL | N | UX |  | UX
| 74 GORDON AVE , LAWRENCEVILLE, NJ, 08648-1089 | 08648-1089 | LAWRENCEVILLE |  |  |  |  | 40.3017 | '-74.73307176 |  | UL | N | UX |  | UX
| 39 ADELE CT , LAWRENCEVILLE, NJ, 08648-1448 | 08648-1448 | LAWRENCEVILLE |  |  |  |  | 40.3017 | '-74.74853234 |  | NL |  | C |  | P |  |  |  |  | F1
| 14 DANIELLE CT , LAWRENCEVILLE, NJ, 08648-1449 | 08648-1449 | LAWRENCEVILLE |  |  |  |  | 40.3049 | '-74.74724411 |  | NL |  | C |  | P |  |  |  |  | F1
| 38 DANIELLE CT , LAWRENCEVILLE, NJ, 08648-1451 | 08648-1451 | LAWRENCEVILLE |  |  |  |  | 40.3048 | '-74.7484715 |  | NL |  | C |  | P |  |  |  |  | F1
| 13 BARCLAY CT , LAWRENCEVILLE, NJ, 08648-1453 | 08648-1453 | LAWRENCEVILLE |  |  |  |  | 40.3035 | '-74.74932113 |  | UL | N | UX |  | UX
| 25 CLIVEDEN CT , LAWRENCEVILLE, NJ, 08648-1447 | 08648-1447 | LAWRENCEVILLE |  |  |  |  | 40.3027 | '-74.74711825 |  | NL |  | C |  | P |  |  |  |  | F1
| 19 ADELE CT , LAWRENCEVILLE, NJ, 08648-1448 | 08648-1448 | LAWRENCEVILLE |  |  |  |  | 40.302 | '-74.74888122 |  | NL |  | C |  | P |  |  |  |  | F1
| 13 CRAVEN LN , LAWRENCEVILLE, NJ, 08648-1609 | 08648-1609 | LAWRENCEVILLE |  |  |  |  | 40.2966 | '-74.7321417 |  | NL |  | C |  | C |  |  |  |  | F1
| 27 CLIVEDEN CT , LAWRENCEVILLE, NJ, 08648-1447 | 08648-1447 | LAWRENCEVILLE |  |  |  |  | 40.3027 | '-74.74706426 |  | NL |  | C |  | P |  |  |  |  | F1
| 21 LAWRPENN RD , LAWRENCEVILLE, NJ, 08648 | 08648 | LAWRENCEVILLE |  |  |  |  | 40.2899 | '-74.73570067 |  | NL |  | C |  | C |  |  |  |  | F1
| 11 ADELE CT , LAWRENCEVILLE, NJ, 08648-1429 | 08648-1429 | LAWRENCEVILLE |  |  |  |  | 40.3022 | '-74.74911159 |  | UL | N | UX |  | UX
| 2 ADELE CT , LAWRENCEVILLE, NJ, 08648-1408 | 08648-1408 | LAWRENCEVILLE |  |  |  |  | 40.3029 | '-74.74851978 |  | NL |  | C |  | P |  |  |  |  | F1
| 4 ADELE CT , LAWRENCEVILLE, NJ, 08648-1408 | 08648-1408 | LAWRENCEVILLE |  |  |  |  | 40.3028 | '-74.74860418 |  | NL |  | C |  | P |  |  |  |  | F1
| 8 ADELE CT , LAWRENCEVILLE, NJ, 08648-1408 | 08648-1408 | LAWRENCEVILLE |  |  |  |  | 40.3028 | '-74.74854057 |  | UL | N | UX |  | UX
| 6 ADELE CT , LAWRENCEVILLE, NJ, 08648-1408 | 08648-1408 | LAWRENCEVILLE |  |  |  |  | 40.3028 | '-74.7484533 |  | NL |  | C |  | P |  |  |  |  | F1
| 10 ADELE CT , LAWRENCEVILLE, NJ, 08648-1408 | 08648-1408 | LAWRENCEVILLE |  |  |  |  | 40.3027 | '-74.74838772 |  | NL |  | C |  | P |  |  |  |  | F1
| 12 ADELE CT , LAWRENCEVILLE, NJ, 08648-1408 | 08648-1408 | LAWRENCEVILLE |  |  |  |  | 40.3027 | '-74.7484748 |  | NL |  | C |  | P |  |  |  |  | F1
| 14 ADELE CT , LAWRENCEVILLE, NJ, 08648-1408 | 08648-1408 | LAWRENCEVILLE |  |  |  |  | 40.3027 | '-74.74832433 |  | NL |  | C |  | C |  |  |  |  | F1
| 4 GREEN AVE , LAWRENCEVILLE, NJ, 08648-1624 | 08648-1624 | LAWRENCEVILLE |  |  |  |  | 40.2944 | '-74.73360214 |  | UL | N | UX |  | UX
| 16 ADELE CT , LAWRENCEVILLE, NJ, 08648-1408 | 08648-1408 | LAWRENCEVILLE |  |  |  |  | 40.3026 | '-74.74840858 |  | NL |  | C |  | P |  |  |  |  | F1
| 2 CLIVEDEN CT , LAWRENCEVILLE, NJ, 08648-1444 | 08648-1444 | LAWRENCEVILLE |  |  |  |  | 40.3035 | '-74.74790781 |  | NL |  | C |  | P |  |  |  |  | F1
| 4 CLIVEDEN CT , LAWRENCEVILLE, NJ, 08648-1444 | 08648-1444 | LAWRENCEVILLE |  |  |  |  | 40.3035 | '-74.74783787 |  | NL |  | C |  | P |  |  |  |  | F1
| 6 CLIVEDEN CT , LAWRENCEVILLE, NJ, 08648-1444 | 08648-1444 | LAWRENCEVILLE |  |  |  |  | 40.3035 | '-74.74778035 |  | UL | N | UX |  | UX
| 8 CLIVEDEN CT , LAWRENCEVILLE, NJ, 08648-1444 | 08648-1444 | LAWRENCEVILLE |  |  |  |  | 40.3034 | '-74.74774098 |  | NL |  | C |  | P |  |  |  |  | F1
| 10 CLIVEDEN CT , LAWRENCEVILLE, NJ, 08648-1444 | 08648-1444 | LAWRENCEVILLE |  |  |  |  | 40.3034 | '-74.74768788 |  | NL |  | C |  | P |  |  |  |  | F1
| 12 CLIVEDEN CT , LAWRENCEVILLE, NJ, 08648-1444 | 08648-1444 | LAWRENCEVILLE |  |  |  |  | 40.3033 | '-74.74762636 |  | UL | N | UX |  | UX
| 6 STONERISE DR , LAWRENCEVILLE, NJ, 08648-5533 | 08648-5533 | LAWRENCEVILLE |  |  |  |  | 40.3014 | '-74.73548779 |  | NL |  | C |  | P |  |  |  |  | F1
| 8 STONERISE DR , LAWRENCEVILLE, NJ, 08648-5533 | 08648-5533 | LAWRENCEVILLE |  |  |  |  | 40.3014 | '-74.73542255 |  | NL |  | C |  | P |  |  |  |  | F1
| 14 STONERISE DR , LAWRENCEVILLE, NJ, 08648-5533 | 08648-5533 | LAWRENCEVILLE |  |  |  |  | 40.3012 | '-74.73504991 |  | NL |  | C |  | P |  |  |  |  | F1
| 55 PHILLIPS AVE , LAWRENCEVILLE, NJ, 08648-1022 | 08648-1022 | LAWRENCEVILLE |  |  |  |  | 40.2983 | '-74.73134671 |  | NL |  | C |  | C |  |  |  |  | F1
| 22 STONERISE DR , LAWRENCEVILLE, NJ, 08648-5533 | 08648-5533 | LAWRENCEVILLE |  |  |  |  | 40.3011 | '-74.73461813 |  | NL |  | C |  | P |  |  |  |  | F1
| 24 STONERISE DR , LAWRENCEVILLE, NJ, 08648-5533 | 08648-5533 | LAWRENCEVILLE |  |  |  |  | 40.301 | '-74.73452972 |  | UL | N | UX |  | UX
| 9 STONERISE DR , LAWRENCEVILLE, NJ, 08648-5534 | 08648-5534 | LAWRENCEVILLE |  |  |  |  | 40.3015 | '-74.73486397 |  | UL | N | UX |  | UX
| 72 GORDON AVE , LAWRENCEVILLE, NJ, 08648-1089 | 08648-1089 | LAWRENCEVILLE |  |  |  |  | 40.3016 | '-74.73300625 |  | NL |  | C |  | P |  |  |  |  | F1
| 76 GORDON AVE , LAWRENCEVILLE, NJ, 08648-1089 | 08648-1089 | LAWRENCEVILLE |  |  |  |  | 40.3018 | '-74.73311538 |  | UL | N | UX |  | P |  |  |  |  | F1
| 80 GORDON AVE , LAWRENCEVILLE, NJ, 08648-1089 | 08648-1089 | LAWRENCEVILLE |  |  |  |  | 40.3019 | '-74.73329277 |  | NL |  | C |  | P |  |  |  |  | F1
| 84 GORDON AVE , LAWRENCEVILLE, NJ, 08648-1089 | 08648-1089 | LAWRENCEVILLE |  |  |  |  | 40.302 | '-74.7335411 |  | NL |  | C |  | P |  |  |  |  | F1
| 5 BARCLAY CT , LAWRENCEVILLE, NJ, 08648-1453 | 08648-1453 | LAWRENCEVILLE |  |  |  |  | 40.3034 | '-74.74916924 |  | NL |  | C |  | P |  |  |  |  | F1
| 9 DANIELLE CT , LAWRENCEVILLE, NJ, 08648-1449 | 08648-1449 | LAWRENCEVILLE |  |  |  |  | 40.3045 | '-74.74752686 |  | NL |  | C |  | P |  |  |  |  | F1
| 37 BARCLAY CT , LAWRENCEVILLE, NJ, 08648-1454 | 08648-1454 | LAWRENCEVILLE |  |  |  |  | 40.3039 | '-74.74988073 |  | NL |  | C |  | P |  |  |  |  | F1
| 21 PHILLIPS AVE , LAWRENCEVILLE, NJ, 08648-1072 | 08648-1072 | LAWRENCEVILLE |  |  |  |  | 40.2977 | '-74.73063595 |  | NL |  | C |  | C |  |  |  |  | F1
| 25 BARCLAY CT , LAWRENCEVILLE, NJ, 08648-1454 | 08648-1454 | LAWRENCEVILLE |  |  |  |  | 40.3038 | '-74.74967511 |  | UL | N | C |  | UX |  |  |  |  | F1
| 18 CLIVEDEN CT , LAWRENCEVILLE, NJ, 08648-1445 | 08648-1445 | LAWRENCEVILLE |  |  |  |  | 40.3031 | '-74.74728521 |  | NL |  | C |  | P |  |  |  |  | F1
| 10 DANIELLE CT , LAWRENCEVILLE, NJ, 08648-1449 | 08648-1449 | LAWRENCEVILLE |  |  |  |  | 40.3047 | '-74.74707549 |  | NL |  | P |  | P |  |  |  |  | F1
| 39 CLIVEDEN CT , LAWRENCEVILLE, NJ, 08648-1447 | 08648-1447 | LAWRENCEVILLE |  |  |  |  | 40.3031 | '-74.74652356 |  | NL |  | C |  | P |  |  |  |  | F1
| 35 BARCLAY CT , LAWRENCEVILLE, NJ, 08648-1454 | 08648-1454 | LAWRENCEVILLE |  |  |  |  | 40.3039 | '-74.7498996 |  | NL |  | C |  | P |  |  |  |  | F1
| 19 YEGER DR , LAWRENCEVILLE, NJ, 08648-1440 | 08648-1440 | LAWRENCEVILLE |  |  |  |  | 40.3025 | '-74.74106244 |  | NL |  | C |  | P |  |  |  |  | F1
| 7 BARCLAY CT , LAWRENCEVILLE, NJ, 08648-1453 | 08648-1453 | LAWRENCEVILLE |  |  |  |  | 40.3034 | '-74.74925122 |  | UL | N | C |  | UX |  |  |  |  | F1
| 15 DANIELLE CT , LAWRENCEVILLE, NJ, 08648-1450 | 08648-1450 | LAWRENCEVILLE |  |  |  |  | 40.3047 | '-74.74781929 |  | NL |  | C |  | P |  |  |  |  | F1
| 29 CLIVEDEN CT , LAWRENCEVILLE, NJ, 08648-1447 | 08648-1447 | LAWRENCEVILLE |  |  |  |  | 40.3028 | '-74.74698188 |  | NL |  | C |  | P |  |  |  |  | F1
| 22 MERION PL , LAWRENCEVILLE, NJ, 08648-1632 | 08648-1632 | LAWRENCEVILLE |  |  |  |  | 40.2959 | '-74.73729683 |  | NL |  | C |  | C |  |  |  |  | F1
| 20 BARCLAY CT , LAWRENCEVILLE, NJ, 08648-1456 | 08648-1456 | LAWRENCEVILLE |  |  |  |  | 40.3041 | '-74.74898129 |  | NL |  | C |  | P |  |  |  |  | F1
| 88 GORDON AVE , LAWRENCEVILLE, NJ, 08648-1089 | 08648-1089 | LAWRENCEVILLE |  |  |  |  | 40.3022 | '-74.73374751 |  | NL |  | C |  | C |  |  |  |  | F1
| 90 GORDON AVE , LAWRENCEVILLE, NJ, 08648-1089 | 08648-1089 | LAWRENCEVILLE |  |  |  |  | 40.3023 | '-74.73385421 |  | NL |  | C |  | P |  |  |  |  | F1
| 50 WILLOW RD , LAWRENCEVILLE, NJ, 08648-1659 | 08648-1659 | LAWRENCEVILLE |  |  |  |  | 40.2938 | '-74.73470432 |  | UL | N | UX |  | UX
| 86 GORDON AVE , LAWRENCEVILLE, NJ, 08648-1089 | 08648-1089 | LAWRENCEVILLE |  |  |  |  | 40.3021 | '-74.73368102 |  | NL |  | C |  | P |  |  |  |  | F1
| 11 STONERISE DR , LAWRENCEVILLE, NJ, 08648-5534 | 08648-5534 | LAWRENCEVILLE |  |  |  |  | 40.3015 | '-74.73478184 |  | NL |  | C |  | C |  |  |  |  | F1
| 5 STONERISE DR , LAWRENCEVILLE, NJ, 08648-5534 | 08648-5534 | LAWRENCEVILLE |  |  |  |  | 40.3017 | '-74.73508355 |  | UL | N | UX |  | UX
| 78 GORDON AVE , LAWRENCEVILLE, NJ, 08648-1089 | 08648-1089 | LAWRENCEVILLE |  |  |  |  | 40.3019 | '-74.73320942 |  | NL |  | P |  | C |  |  |  |  | F1
| 3 STONERISE DR , LAWRENCEVILLE, NJ, 08648-5534 | 08648-5534 | LAWRENCEVILLE |  |  |  |  | 40.3018 | '-74.73518544 |  | NL |  | C |  | P |  |  |  |  | F1
| 30 STONERISE DR , LAWRENCEVILLE, NJ, 08648-5533 | 08648-5533 | LAWRENCEVILLE |  |  |  |  | 40.3013 | '-74.73412345 |  | NL |  | C |  | C |  |  |  |  | F1
| 82 GORDON AVE , LAWRENCEVILLE, NJ, 08648-1089 | 08648-1089 | LAWRENCEVILLE |  |  |  |  | 40.302 | '-74.73345004 |  | NL |  | C |  | P |  |  |  |  | F1
| 19 MANNING LN , LAWRENCEVILLE, NJ, 08648-1018 | 08648-1018 | LAWRENCEVILLE |  |  |  |  | 40.3003 | '-74.72903095 |  | UL | N | UX |  | UX
| 4 SANTINA CT , LAWRENCEVILLE, NJ, 08648-1480 | 08648-1480 | LAWRENCEVILLE |  |  |  |  | 40.3001 | '-74.74621681 |  | NL |  | C |  | P |  |  |  |  | F1
| 6 WILK CT , LAWRENCEVILLE, NJ, 08648-1463 | 08648-1463 | LAWRENCEVILLE |  |  |  |  | 40.3018 | '-74.73813533 |  | UL | N | UX |  | UX
| 106 BERGEN ST , LAWRENCEVILLE, NJ, 08648-1469 | 08648-1469 | LAWRENCEVILLE |  |  |  |  | 40.2981 | '-74.74131468 |  | NL |  | C |  | P |  |  |  |  | F1
| 2 BARCLAY CT , LAWRENCEVILLE, NJ, 08648-1455 | 08648-1455 | LAWRENCEVILLE |  |  |  |  | 40.3038 | '-74.7484801 |  | NL |  | C |  | P |  |  |  |  | F1
| 32 BARCLAY CT , LAWRENCEVILLE, NJ, 08648-1456 | 08648-1456 | LAWRENCEVILLE |  |  |  |  | 40.3043 | '-74.74919759 |  | NL |  | C |  | P |  |  |  |  | F1
| 36 BARCLAY CT , LAWRENCEVILLE, NJ, 08648-1456 | 08648-1456 | LAWRENCEVILLE |  |  |  |  | 40.3043 | '-74.74927116 |  | NL |  | C |  | P |  |  |  |  | F1
| 18 BARCLAY CT , LAWRENCEVILLE, NJ, 08648-1456 | 08648-1456 | LAWRENCEVILLE |  |  |  |  | 40.3041 | '-74.74889358 |  | NL |  | C |  | P |  |  |  |  | F1
| 38 BARCLAY CT , LAWRENCEVILLE, NJ, 08648-1456 | 08648-1456 | LAWRENCEVILLE |  |  |  |  | 40.3044 | '-74.74924905 |  | NL |  | C |  | P |  |  |  |  | F1
| 83 GORDON AVE , LAWRENCEVILLE, NJ, 08648-5509 | 08648-5509 | LAWRENCEVILLE |  |  |  |  | 40.3018 | '-74.73417005 |  | UL | N | UX |  | UX
| 19 STONERISE DR , LAWRENCEVILLE, NJ, 08648-5534 | 08648-5534 | LAWRENCEVILLE |  |  |  |  | 40.3015 | '-74.73422482 |  | NL |  | C |  | C |  |  |  |  | F1
| 46 GREEN AVE , LAWRENCEVILLE, NJ, 08648-1646 | 08648-1646 | LAWRENCEVILLE |  |  |  |  | 40.2967 | '-74.7361847 |  | NL |  | C |  | C |  |  |  |  | F1
| 6 BARCLAY CT , LAWRENCEVILLE, NJ, 08648-1455 | 08648-1455 | LAWRENCEVILLE |  |  |  |  | 40.3039 | '-74.74855006 |  | UL | N | UX |  | UX
| 14 BARCLAY CT , LAWRENCEVILLE, NJ, 08648-1455 | 08648-1455 | LAWRENCEVILLE |  |  |  |  | 40.304 | '-74.74868726 |  | NL |  | C |  | P |  |  |  |  | F1
| 30 BARCLAY CT , LAWRENCEVILLE, NJ, 08648-1456 | 08648-1456 | LAWRENCEVILLE |  |  |  |  | 40.3043 | '-74.74910605 |  | NL |  | C |  | P |  |  |  |  | F1
| 92 GORDON AVE , LAWRENCEVILLE, NJ, 08648-1089 | 08648-1089 | LAWRENCEVILLE |  |  |  |  | 40.3023 | '-74.73392018 |  | NL |  | C |  | P |  |  |  |  | F1
| 27 ADELE CT , LAWRENCEVILLE, NJ, 08648-1448 | 08648-1448 | LAWRENCEVILLE |  |  |  |  | 40.3019 | '-74.74873961 |  | NL |  | C |  | P |  |  |  |  | F1
| 33 BARCLAY CT , LAWRENCEVILLE, NJ, 08648-1454 | 08648-1454 | LAWRENCEVILLE |  |  |  |  | 40.3039 | '-74.7498131 |  | NL |  | C |  | P |  |  |  |  | F1
| 23 ADELE CT , LAWRENCEVILLE, NJ, 08648-1448 | 08648-1448 | LAWRENCEVILLE |  |  |  |  | 40.302 | '-74.74881138 |  | NL |  | C |  | P |  |  |  |  | F1
| 28 ADELE CT , LAWRENCEVILLE, NJ, 08648-1427 | 08648-1427 | LAWRENCEVILLE |  |  |  |  | 40.3024 | '-74.7480591 |  | NL |  | C |  | P |  |  |  |  | F1
| 39 BARCLAY CT , LAWRENCEVILLE, NJ, 08648-1454 | 08648-1454 | LAWRENCEVILLE |  |  |  |  | 40.3039 | '-74.74996311 |  | NL |  | C |  | P |  |  |  |  | F1
| 22 BARCLAY CT , LAWRENCEVILLE, NJ, 08648-1456 | 08648-1456 | LAWRENCEVILLE |  |  |  |  | 40.3042 | '-74.7489713 |  | NL |  | C |  | P |  |  |  |  | F1
| 10 MONROE AVE , LAWRENCEVILLE, NJ, 08648-1606 | 08648-1606 | LAWRENCEVILLE |  |  |  |  | 40.2911 | '-74.73546726 |  | NL |  | C |  | C |  |  |  |  | F1
| 26 BARCLAY CT , LAWRENCEVILLE, NJ, 08648-1456 | 08648-1456 | LAWRENCEVILLE |  |  |  |  | 40.3042 | '-74.74903531 |  | NL |  | C |  | P |  |  |  |  | F1
| 48 DANIELLE CT , LAWRENCEVILLE, NJ, 08648-1451 | 08648-1451 | LAWRENCEVILLE |  |  |  |  | 40.3047 | '-74.74880602 |  | NL |  | C |  | C |  |  |  |  | F1
| 26 DANIELLE CT , LAWRENCEVILLE, NJ, 08648-1450 | 08648-1450 | LAWRENCEVILLE |  |  |  |  | 40.3051 | '-74.74788989 |  | NL |  | C |  | P |  |  |  |  | F1
| 54 DANIELLE CT , LAWRENCEVILLE, NJ, 08648-1452 | 08648-1452 | LAWRENCEVILLE |  |  |  |  | 40.304 | '-74.74821932 |  | NL |  | C |  | P |  |  |  |  | F1
| 16 BARCLAY CT , LAWRENCEVILLE, NJ, 08648-1455 | 08648-1455 | LAWRENCEVILLE |  |  |  |  | 40.3039 | '-74.74876761 |  | UL | N | C |  | UX |  |  |  |  | F1
| 34 BARCLAY CT , LAWRENCEVILLE, NJ, 08648-1456 | 08648-1456 | LAWRENCEVILLE |  |  |  |  | 40.3043 | '-74.74919231 |  | NL |  | C |  | P |  |  |  |  | F1
| 21 BARCLAY CT , LAWRENCEVILLE, NJ, 08648-1453 | 08648-1453 | LAWRENCEVILLE |  |  |  |  | 40.3036 | '-74.7494607 |  | NL |  | C |  | C |  |  |  |  | F1
| 10 BARCLAY CT , LAWRENCEVILLE, NJ, 08648-1455 | 08648-1455 | LAWRENCEVILLE |  |  |  |  | 40.3039 | '-74.74863248 |  | NL |  | C |  | P |  |  |  |  | F1
| 55 CLIVEDEN CT , LAWRENCEVILLE, NJ, 08648-1400 | 08648-1400 | LAWRENCEVILLE |  |  |  |  | 40.3038 | '-74.74697998 |  | NL |  | C |  | P |  |  |  |  | F1
| 6 SANTINA CT , LAWRENCEVILLE, NJ, 08648-1480 | 08648-1480 | LAWRENCEVILLE |  |  |  |  | 40.3003 | '-74.74592764 |  | NL |  | C |  | P |  |  |  |  | F1
| 41 TITUS AVE , LAWRENCEVILLE, NJ, 08648-1647 | 08648-1647 | LAWRENCEVILLE |  |  |  |  | 40.2972 | '-74.73474388 |  | UL | N | UX |  | UX
| 44 DANIELLE CT , LAWRENCEVILLE, NJ, 08648-1451 | 08648-1451 | LAWRENCEVILLE |  |  |  |  | 40.3048 | '-74.74868799 |  | NL |  | C |  | P |  |  |  |  | F1
| 12 STONERISE DR , LAWRENCEVILLE, NJ, 08648-5533 | 08648-5533 | LAWRENCEVILLE |  |  |  |  | 40.3013 | '-74.73525875 |  | NL |  | C |  | P |  |  |  |  | F1
| 8 BARCLAY CT , LAWRENCEVILLE, NJ, 08648-1455 | 08648-1455 | LAWRENCEVILLE |  |  |  |  | 40.3038 | '-74.74863116 |  | NL |  | C |  | P |  |  |  |  | F1
| 40 BARCLAY CT , LAWRENCEVILLE, NJ, 08648-1456 | 08648-1456 | LAWRENCEVILLE |  |  |  |  | 40.3044 | '-74.74933326 |  | NL |  | P |  | P |  |  |  |  | F1
| 24 BARCLAY CT , LAWRENCEVILLE, NJ, 08648-1456 | 08648-1456 | LAWRENCEVILLE |  |  |  |  | 40.3042 | '-74.74905229 |  | NL |  | C |  | C |  |  |  |  | F1
| 8 YEGER DR , LAWRENCEVILLE, NJ, 08648-1439 | 08648-1439 | LAWRENCEVILLE |  |  |  |  | 40.3011 | '-74.73889968 |  | NL |  | C |  | P |  |  |  |  | F1
| 10 BENNINGTON DR , LAWRENCEVILLE, NJ, 08648-1537 | 08648-1537 | LAWRENCEVILLE |  |  |  |  | 40.2965 | '-74.7501805 |  | NL |  | C |  | C |  |  |  |  | F1
| 19 BARCLAY CT , LAWRENCEVILLE, NJ, 08648-1453 | 08648-1453 | LAWRENCEVILLE |  |  |  |  | 40.3035 | '-74.7494777 |  | NL |  | C |  | P |  |  |  |  | F1
| 12 BARCLAY CT , LAWRENCEVILLE, NJ, 08648-1455 | 08648-1455 | LAWRENCEVILLE |  |  |  |  | 40.3039 | '-74.74870901 |  | NL |  | C |  | P |  |  |  |  | F1
| 8 DANIELLE CT , LAWRENCEVILLE, NJ, 08648-1449 | 08648-1449 | LAWRENCEVILLE |  |  |  |  | 40.3046 | '-74.74702676 |  | NL |  | C |  | P |  |  |  |  | F1
| 39 TITUS AVE , LAWRENCEVILLE, NJ, 08648-1647 | 08648-1647 | LAWRENCEVILLE |  |  |  |  | 40.297 | '-74.73456971 |  | UL | N | UX |  | UX
| 4 BARCLAY CT , LAWRENCEVILLE, NJ, 08648-1455 | 08648-1455 | LAWRENCEVILLE |  |  |  |  | 40.3038 | '-74.74856116 |  | UL | N | UX |  | UX
| 16 STONERISE DR , LAWRENCEVILLE, NJ, 08648-5533 | 08648-5533 | LAWRENCEVILLE |  |  |  |  | 40.3012 | '-74.73496795 |  | NL |  | C |  | P |  |  |  |  | F1
| 23 BARCLAY CT , LAWRENCEVILLE, NJ, 08648-1453 | 08648-1453 | LAWRENCEVILLE |  |  |  |  | 40.3036 | '-74.74954601 |  | UL | N | C |  | UX |  |  |  |  | F1
| 18 STONERISE DR , LAWRENCEVILLE, NJ, 08648-5533 | 08648-5533 | LAWRENCEVILLE |  |  |  |  | 40.3011 | '-74.73484844 |  | NL |  | C |  | P |  |  |  |  | F1
| 20 STONERISE DR , LAWRENCEVILLE, NJ, 08648-5533 | 08648-5533 | LAWRENCEVILLE |  |  |  |  | 40.3011 | '-74.73476338 |  | NL |  | C |  | P |  |  |  |  | F1
| 31 BARCLAY CT , LAWRENCEVILLE, NJ, 08648-1454 | 08648-1454 | LAWRENCEVILLE |  |  |  |  | 40.3038 | '-74.74983202 |  | UL | N | C |  | UX |  |  |  |  | F1
| 3 BARCLAY CT , LAWRENCEVILLE, NJ, 08648-1453 | 08648-1453 | LAWRENCEVILLE |  |  |  |  | 40.3033 | '-74.74918515 |  | NL |  | P |  | P |  |  |  |  | F1
| POOL FAIRWAY CT , LAWRENCEVILLE, NJ, 08648 | 08648 | LAWRENCEVILLE |  |  |  |  | 40.3077 | '-74.7445697 |  | NL |  | C |  | C |  |  |  |  | F1
| 6 DANIELLE CT , LAWRENCEVILLE, NJ, 08648-1449 | 08648-1449 | LAWRENCEVILLE |  |  |  |  | 40.3046 | '-74.74697872 |  | NL |  | C |  | P |  |  |  |  | F1
| 28 BARCLAY CT , LAWRENCEVILLE, NJ, 08648-1456 | 08648-1456 | LAWRENCEVILLE |  |  |  |  | 40.3042 | '-74.74912394 |  | UL | N | C |  | UX |  |  |  |  | F1
| 2691 MAIN ST , LAWRENCEVILLE, NJ, 08648-1036 | 08648-1036 | LAWRENCEVILLE |  |  |  |  | 40.2984 | '-74.72922765 |  | UL | N | UX |  | UX
| 60 GREEN AVE , LAWRENCEVILLE, NJ, 08648-1646 | 08648-1646 | LAWRENCEVILLE |  |  |  |  | 40.2976 | '-74.73721512 |  | NL |  | C |  | P |  |  |  |  | F1
| 32 DANIELLE CT , LAWRENCEVILLE, NJ, 08648-1450 | 08648-1450 | LAWRENCEVILLE |  |  |  |  | 40.3051 | '-74.74809817 |  | NL |  | P |  | P |  |  |  |  | F1
| 30 DANIELLE CT , LAWRENCEVILLE, NJ, 08648-1450 | 08648-1450 | LAWRENCEVILLE |  |  |  |  | 40.3051 | '-74.74804071 |  | NL |  | C |  | P |  |  |  |  | F1
| 5 CLIVEDEN CT , LAWRENCEVILLE, NJ, 08648-1446 | 08648-1446 | LAWRENCEVILLE |  |  |  |  | 40.3031 | '-74.74810811 |  | NL |  | C |  | P |  |  |  |  | F1
| 22 ADELE CT , LAWRENCEVILLE, NJ, 08648-1408 | 08648-1408 | LAWRENCEVILLE |  |  |  |  | 40.3026 | '-74.74818341 |  | NL |  | C |  | P |  |  |  |  | F1
| 1 STONERISE DR , LAWRENCEVILLE, NJ, 08648-5534 | 08648-5534 | LAWRENCEVILLE |  |  |  |  | 40.3018 | '-74.73524692 |  | UL | N | C |  | UX |  |  |  |  | F1
| 15 STONERISE DR , LAWRENCEVILLE, NJ, 08648-5534 | 08648-5534 | LAWRENCEVILLE |  |  |  |  | 40.3016 | '-74.7344755 |  | NL |  | C |  | C |  |  |  |  | F1
| 7 WILK CT , LAWRENCEVILLE, NJ, 08648-1463 | 08648-1463 | LAWRENCEVILLE |  |  |  |  | 40.3016 | '-74.73838139 |  | UL | N | UX |  | UX
| 28 DANIELLE CT , LAWRENCEVILLE, NJ, 08648-1450 | 08648-1450 | LAWRENCEVILLE |  |  |  |  | 40.3051 | '-74.74796762 |  | NL |  | C |  | P |  |  |  |  | F1
| 34 DANIELLE CT , LAWRENCEVILLE, NJ, 08648-1451 | 08648-1451 | LAWRENCEVILLE |  |  |  |  | 40.305 | '-74.74816499 |  | NL |  | C |  | P |  |  |  |  | F1
| 2449 MAIN ST , LAWRENCEVILLE, NJ, 08648-1634 | 08648-1634 | LAWRENCEVILLE |  |  |  |  | 40.2909 | '-74.73417409 |  | G |  | G |  | G |  |  |  |  | F1
| 16 CLIVEDEN CT , LAWRENCEVILLE, NJ, 08648-1445 | 08648-1445 | LAWRENCEVILLE |  |  |  |  | 40.3031 | '-74.74734388 |  | NL |  | C |  | P |  |  |  |  | F1
| 42 DANIELLE CT , LAWRENCEVILLE, NJ, 08648-1451 | 08648-1451 | LAWRENCEVILLE |  |  |  |  | 40.3048 | '-74.74862038 |  | NL |  | C |  | P |  |  |  |  | F1
| 4 FAIRWAY CT , LAWRENCEVILLE, NJ, 08648-1466 | 08648-1466 | LAWRENCEVILLE |  |  |  |  | 40.3055 | '-74.7460856 |  | NL |  | C |  | P |  |  |  |  | F1
| 8 FAIRWAY CT , LAWRENCEVILLE, NJ, 08648-1466 | 08648-1466 | LAWRENCEVILLE |  |  |  |  | 40.3056 | '-74.74614225 |  | UL | N | C |  | UX |  |  |  |  | F1
| 25 FAIRWAY CT , LAWRENCEVILLE, NJ, 08648-1468 | 08648-1468 | LAWRENCEVILLE |  |  |  |  | 40.3053 | '-74.74690364 |  | NL |  | C |  | P |  |  |  |  | F1
| 7 YEGER DR , LAWRENCEVILLE, NJ, 08648-1438 | 08648-1438 | LAWRENCEVILLE |  |  |  |  | 40.3009 | '-74.73926885 |  | NL |  | C |  | P |  |  |  |  | F1
| 27 BARCLAY CT , LAWRENCEVILLE, NJ, 08648-1454 | 08648-1454 | LAWRENCEVILLE |  |  |  |  | 40.3038 | '-74.7497609 |  | NL |  | C |  | P |  |  |  |  | F1
| 40 DANIELLE CT , LAWRENCEVILLE, NJ, 08648-1451 | 08648-1451 | LAWRENCEVILLE |  |  |  |  | 40.3048 | '-74.7485477 |  | NL |  | C |  | P |  |  |  |  | F1
| 5 FAIRWAY CT , LAWRENCEVILLE, NJ, 08648-1467 | 08648-1467 | LAWRENCEVILLE |  |  |  |  | 40.3049 | '-74.74650342 |  | NL |  | C |  | P |  |  |  |  | F1
| 22 FAIRWAY CT , LAWRENCEVILLE, NJ, 08648-1466 | 08648-1466 | LAWRENCEVILLE |  |  |  |  | 40.3058 | '-74.74628263 |  | NL |  | C |  | P |  |  |  |  | F1
| 55 CRAVEN LN , LAWRENCEVILLE, NJ, 08648-1636 | 08648-1636 | LAWRENCEVILLE |  |  |  |  | 40.2991 | '-74.73501119 |  | G |  | C |  | G |  |  |  |  | F1
| 37 FAIRWAY CT , LAWRENCEVILLE, NJ, 08648-1468 | 08648-1468 | LAWRENCEVILLE |  |  |  |  | 40.3055 | '-74.74706459 |  | NL |  | P |  | P |  |  |  |  | F1
| 33 FAIRWAY CT , LAWRENCEVILLE, NJ, 08648-1468 | 08648-1468 | LAWRENCEVILLE |  |  |  |  | 40.3055 | '-74.74701368 |  | UL | N | C |  | UX |  |  |  |  | F1
| 31 FAIRWAY CT , LAWRENCEVILLE, NJ, 08648-1468 | 08648-1468 | LAWRENCEVILLE |  |  |  |  | 40.3054 | '-74.74704273 |  | NL |  | C |  | P |  |  |  |  | F1
| 29 FAIRWAY CT , LAWRENCEVILLE, NJ, 08648-1468 | 08648-1468 | LAWRENCEVILLE |  |  |  |  | 40.3054 | '-74.74694708 |  | NL |  | C |  | P |  |  |  |  | F1
| 24 FAIRWAY CT , LAWRENCEVILLE, NJ, 08648-1466 | 08648-1466 | LAWRENCEVILLE |  |  |  |  | 40.3058 | '-74.74637001 |  | NL |  | P |  | P |  |  |  |  | F1
| 19 FAIRWAY CT , LAWRENCEVILLE, NJ, 08648-1467 | 08648-1467 | LAWRENCEVILLE |  |  |  |  | 40.3051 | '-74.74676455 |  | UL | N | C |  | UX |  |  |  |  | F1
| 17 FAIRWAY CT , LAWRENCEVILLE, NJ, 08648-1467 | 08648-1467 | LAWRENCEVILLE |  |  |  |  | 40.3051 | '-74.7466722 |  | NL |  | C |  | P |  |  |  |  | F1
| 15 FAIRWAY CT , LAWRENCEVILLE, NJ, 08648-1467 | 08648-1467 | LAWRENCEVILLE |  |  |  |  | 40.305 | '-74.74671364 |  | NL |  | C |  | P |  |  |  |  | F1
| 14 FAIRWAY CT , LAWRENCEVILLE, NJ, 08648-1466 | 08648-1466 | LAWRENCEVILLE |  |  |  |  | 40.3057 | '-74.7461684 |  | NL |  | C |  | P |  |  |  |  | F1
| 13 FAIRWAY CT , LAWRENCEVILLE, NJ, 08648-1467 | 08648-1467 | LAWRENCEVILLE |  |  |  |  | 40.305 | '-74.74661918 |  | UL | N | C |  | UX |  |  |  |  | F1
| 2705 MAIN ST , LAWRENCEVILLE, NJ, 08648-1014 | 08648-1014 | LAWRENCEVILLE |  |  |  |  | 40.2989 | '-74.7288286 |  | NL |  | C |  | C |  |  |  |  | F1
| 12 FAIRWAY CT , LAWRENCEVILLE, NJ, 08648-1466 | 08648-1466 | LAWRENCEVILLE |  |  |  |  | 40.3056 | '-74.74619992 |  | NL |  | C |  | P |  |  |  |  | F1
| 11 FAIRWAY CT , LAWRENCEVILLE, NJ, 08648-1467 | 08648-1467 | LAWRENCEVILLE |  |  |  |  | 40.3049 | '-74.74665732 |  | NL |  | C |  | C |  |  |  |  | F1
| 10 FAIRWAY CT , LAWRENCEVILLE, NJ, 08648-1466 | 08648-1466 | LAWRENCEVILLE |  |  |  |  | 40.3056 | '-74.74611253 |  | UL | N | C |  | UX |  |  |  |  | F1
| 7 FAIRWAY CT , LAWRENCEVILLE, NJ, 08648-1467 | 08648-1467 | LAWRENCEVILLE |  |  |  |  | 40.3049 | '-74.74658198 |  | NL |  | C |  | C |  |  |  |  | F1
| 1 FAIRWAY CT , LAWRENCEVILLE, NJ, 08648-1467 | 08648-1467 | LAWRENCEVILLE |  |  |  |  | 40.3048 | '-74.74645646 |  | NL |  | C |  | P |  |  |  |  | F1
| 39 FAIRWAY CT , LAWRENCEVILLE, NJ, 08648-1468 | 08648-1468 | LAWRENCEVILLE |  |  |  |  | 40.3055 | '-74.74714933 |  | UL | N | C |  | UX |  |  |  |  | F1
| 110 LAWRENCEVILLE PENNINGTON RD , LAWRENCEVILLE, NJ, 08648-1413 | 08648-1413 | LAWRENCEVILLE |  |  |  |  | 40.2969 | '-74.74329189 |  | NL |  | C |  | C |  |  |  |  | F1
| 3 WILK CT , LAWRENCEVILLE, NJ, 08648-1463 | 08648-1463 | LAWRENCEVILLE |  |  |  |  | 40.3011 | '-74.73790975 |  | NL |  | C |  | P |  |  |  |  | F1
| 3 FAIRWAY CT , LAWRENCEVILLE, NJ, 08648-1467 | 08648-1467 | LAWRENCEVILLE |  |  |  |  | 40.3048 | '-74.7465419 |  | NL |  | C |  | P |  |  |  |  | F1
| 27 FAIRWAY CT , LAWRENCEVILLE, NJ, 08648-1468 | 08648-1468 | LAWRENCEVILLE |  |  |  |  | 40.3053 | '-74.74698868 |  | NL |  | C |  | C |  |  |  |  | F1
| 21 CLIVEDEN CT , LAWRENCEVILLE, NJ, 08648-1446 | 08648-1446 | LAWRENCEVILLE |  |  |  |  | 40.3027 | '-74.74754947 |  | NL |  | C |  | P |  |  |  |  | F1
| 13 MERION PL , LAWRENCEVILLE, NJ, 08648-1630 | 08648-1630 | LAWRENCEVILLE |  |  |  |  | 40.2954 | '-74.73804774 |  | UL | N | UX |  | C |  |  |  |  | F1
| 18 FAIRWAY CT , LAWRENCEVILLE, NJ, 08648-1466 | 08648-1466 | LAWRENCEVILLE |  |  |  |  | 40.3058 | '-74.74623637 |  | NL |  | P |  | P |  |  |  |  | F1
| 23 FAIRWAY CT , LAWRENCEVILLE, NJ, 08648-1467 | 08648-1467 | LAWRENCEVILLE |  |  |  |  | 40.3051 | '-74.74682316 |  | UL | N | UX |  | UX
| 9 FAIRWAY CT , LAWRENCEVILLE, NJ, 08648-1467 | 08648-1467 | LAWRENCEVILLE |  |  |  |  | 40.305 | '-74.74656072 |  | NL |  | C |  | P |  |  |  |  | F1
| 21 FAIRWAY CT , LAWRENCEVILLE, NJ, 08648-1467 | 08648-1467 | LAWRENCEVILLE |  |  |  |  | 40.3052 | '-74.74673039 |  | UL | N | C |  | UX |  |  |  |  | F1
| 6 FAIRWAY CT , LAWRENCEVILLE, NJ, 08648-1466 | 08648-1466 | LAWRENCEVILLE |  |  |  |  | 40.3056 | '-74.74605772 |  | NL |  | C |  | P |  |  |  |  | F1
| 10 GALLO CT , LAWRENCEVILLE, NJ, 08648-1474 | 08648-1474 | LAWRENCEVILLE |  |  |  |  | 40.3049 | '-74.74405811 |  | NL |  | C |  | P |  |  |  |  | F1
| 20 FAIRWAY CT , LAWRENCEVILLE, NJ, 08648-1466 | 08648-1466 | LAWRENCEVILLE |  |  |  |  | 40.3058 | '-74.74631804 |  | NL |  | C |  | P |  |  |  |  | F1
| 16 FAIRWAY CT , LAWRENCEVILLE, NJ, 08648-1466 | 08648-1466 | LAWRENCEVILLE |  |  |  |  | 40.3057 | '-74.74625959 |  | NL |  | C |  | P |  |  |  |  | F1
| 4 GALLO CT , LAWRENCEVILLE, NJ, 08648-1474 | 08648-1474 | LAWRENCEVILLE |  |  |  |  | 40.3051 | '-74.74420205 |  | NL |  | C |  | P |  |  |  |  | F1
| 6 GALLO CT , LAWRENCEVILLE, NJ, 08648-1474 | 08648-1474 | LAWRENCEVILLE |  |  |  |  | 40.305 | '-74.74415458 |  | NL |  | P |  | P |  |  |  |  | F1
| 43 LAWRPENN RD , LAWRENCEVILLE, NJ, 08648 | 08648 | LAWRENCEVILLE |  |  |  |  | 40.291 | '-74.73743905 |  | UL | N | UX |  | UX
| 8 GALLO CT , LAWRENCEVILLE, NJ, 08648-1474 | 08648-1474 | LAWRENCEVILLE |  |  |  |  | 40.305 | '-74.74409967 |  | NL |  | P |  | P |  |  |  |  | F1
| 2 FAIRWAY CT , LAWRENCEVILLE, NJ, 08648-1466 | 08648-1466 | LAWRENCEVILLE |  |  |  |  | 40.3055 | '-74.74600494 |  | UL | N | UX |  | UX
| 12 GALLO CT , LAWRENCEVILLE, NJ, 08648-1474 | 08648-1474 | LAWRENCEVILLE |  |  |  |  | 40.3049 | '-74.74402365 |  | NL |  | C |  | P |  |  |  |  | F1
| 16 GALLO CT , LAWRENCEVILLE, NJ, 08648-1474 | 08648-1474 | LAWRENCEVILLE |  |  |  |  | 40.3048 | '-74.74391127 |  | NL |  | C |  | P |  |  |  |  | F1
| 135 LAWRENCEVILLE PENNINGTON RD , LAWRENCEVILLE, NJ, 08648-1414 | 08648-1414 | LAWRENCEVILLE |  |  |  |  | 40.2993 | '-74.74668303 |  | NL |  | C |  | C |  |  |  |  | F1
| 2 EASTON CT , LAWRENCEVILLE, NJ, 08648-1473 | 08648-1473 | LAWRENCEVILLE |  |  |  |  | 40.3041 | '-74.7464369 |  | UL | N | C |  | UX |  |  |  |  | F1
| 7 EASTON CT , LAWRENCEVILLE, NJ, 08648-1473 | 08648-1473 | LAWRENCEVILLE |  |  |  |  | 40.3035 | '-74.7458089 |  | NL |  | C |  | P |  |  |  |  | F1
| 9 EASTON CT , LAWRENCEVILLE, NJ, 08648-1473 | 08648-1473 | LAWRENCEVILLE |  |  |  |  | 40.3036 | '-74.74575525 |  | NL |  | C |  | P |  |  |  |  | F1
| 5 EASTON CT , LAWRENCEVILLE, NJ, 08648-1473 | 08648-1473 | LAWRENCEVILLE |  |  |  |  | 40.3035 | '-74.74588429 |  | NL |  | C |  | P |  |  |  |  | F1
| 7 WILLOW RD , LAWRENCEVILLE, NJ, 08648-1619 | 08648-1619 | LAWRENCEVILLE |  |  |  |  | 40.2919 | '-74.73730509 |  | UL | N | C |  | UX |  |  |  |  | F1
| 3 EASTON CT , LAWRENCEVILLE, NJ, 08648-1473 | 08648-1473 | LAWRENCEVILLE |  |  |  |  | 40.3035 | '-74.74594955 |  | NL |  | C |  | P |  |  |  |  | F1
| 11 EASTON CT , LAWRENCEVILLE, NJ, 08648-1473 | 08648-1473 | LAWRENCEVILLE |  |  |  |  | 40.3036 | '-74.74569937 |  | NL |  | C |  | P |  |  |  |  | F1
| 2 GALLO CT , LAWRENCEVILLE, NJ, 08648-1474 | 08648-1474 | LAWRENCEVILLE |  |  |  |  | 40.3051 | '-74.7442795 |  | NL |  | C |  | P |  |  |  |  | F1
| 26 STONERISE DR , LAWRENCEVILLE, NJ, 08648-5533 | 08648-5533 | LAWRENCEVILLE |  |  |  |  | 40.3011 | '-74.73434059 |  | NL |  | C |  | P |  |  |  |  | F1
| 6 EASTON CT , LAWRENCEVILLE, NJ, 08648-1473 | 08648-1473 | LAWRENCEVILLE |  |  |  |  | 40.304 | '-74.74632776 |  | NL |  | C |  | P |  |  |  |  | F1
| 1 EASTON CT , LAWRENCEVILLE, NJ, 08648-1473 | 08648-1473 | LAWRENCEVILLE |  |  |  |  | 40.3034 | '-74.74601984 |  | NL |  | C |  | P |  |  |  |  | F1
| 10 EASTON CT , LAWRENCEVILLE, NJ, 08648-1473 | 08648-1473 | LAWRENCEVILLE |  |  |  |  | 40.3039 | '-74.74620507 |  | NL |  | C |  | P |  |  |  |  | F1
| 80 DENOW RD , LAWRENCEVILLE, NJ, 08648-2047 | 08648-2047 | LAWRENCEVILLE |  |  |  |  | 40.2881 | '-74.74565459 |  | NL |  | C |  | C |  |  |  |  | F1
| 89 GORDON AVE , LAWRENCEVILLE, NJ, 08648-5509 | 08648-5509 | LAWRENCEVILLE |  |  |  |  | 40.3019 | '-74.73440439 |  | UL | N | UX |  | UX
| 15 BARCLAY CT , LAWRENCEVILLE, NJ, 08648-1453 | 08648-1453 | LAWRENCEVILLE |  |  |  |  | 40.3035 | '-74.74941085 |  | NL |  | C |  | P |  |  |  |  | F1
| 73 PHILLIPS AVE , LAWRENCEVILLE, NJ, 08648-1022 | 08648-1022 | LAWRENCEVILLE |  |  |  |  | 40.2999 | '-74.73332869 |  | NL |  | C |  | C |  |  |  |  | F1
| 4 EASTON CT , LAWRENCEVILLE, NJ, 08648-1473 | 08648-1473 | LAWRENCEVILLE |  |  |  |  | 40.304 | '-74.74638315 |  | NL |  | C |  | P |  |  |  |  | F1
| 160 LAWRPENN RD UNIT #1, LAWRENCEVILLE, NJ, 08648 | 08648 | LAWRENCEVILLE |  |  |  |  | 40.3034 | '-74.75027527 |  | NL |  | O | DUCTILE IRON | P |  |  |  |  | F1
| 160 LAWRPENN RD UNIT 2+3, LAWRENCEVILLE, NJ, 08648 | 08648 | LAWRENCEVILLE |  |  |  |  | 40.3033 | '-74.75021706 |  | NL |  | O | BLACK IRON | C |  |  |  |  | F1
| 160 LAWRPENN RD UNIT 4, LAWRENCEVILLE, NJ, 08648 | 08648 | LAWRENCEVILLE |  |  |  |  | 40.3023 | '-74.73453405 |  | NL |  | O | BLACK IRON | P |  |  |  |  | F1
| 160 LAWRPENN RD UNIT 6, LAWRENCEVILLE, NJ, 08648 | 08648 | LAWRENCEVILLE |  |  |  |  | 40.3023 | '-74.73453405 |  | NL |  | O | BLACK IRON | P |  |  |  |  | F1
| 160 LAWPENN RD UNIT #7, LAWRENCEVILLE, NJ, 08648 | 08648 | LAWRENCEVILLE |  |  |  |  | 40.3032 | '-74.75005283 |  | NL |  | O | BLACK IRON | P |  |  |  |  | F1
| 160 LAWRPENN RD UNIT #9, LAWRENCEVILLE, NJ, 08648 | 08648 | LAWRENCEVILLE |  |  |  |  | 40.3032 | '-74.7500016 |  | NL |  | O | DUCTILE IRON | P |  |  |  |  | F1
| 160 LAWRPENN RD UNIT B10, LAWRENCEVILLE, NJ, 08648 | 08648 | LAWRENCEVILLE |  |  |  |  | 40.3031 | '-74.74996366 |  | NL |  | O | DUCTILE IRON | P |  |  |  |  | F1
| 160 LAWRENCEVILLE PENNING RD , LAWRENCEVILLE, NJ, 08648 | 08648 | LAWRENCEVILLE |  |  |  |  | 40.3034 | '-74.75036507 |  | NL |  | O | DUCTILE IRON | P |  |  |  |  | F1
| 160 LAWRPENN RD , LAWRENCEVILLE, NJ, 08648 | 08648 | LAWRENCEVILLE |  |  |  |  | 40.3023 | '-74.73453405 |  | NL |  | O | DUCTILE IRON | P |  |  |  |  | F1
| 1 SHADOWSTONE LN , LAWRENCEVILLE, NJ, 08648-1026 | 08648-1026 | LAWRENCEVILLE |  |  |  |  | 40.304 | '-74.72485374 |  | UL | N | UX |  | UX
| 160 LAWRPENN RD UNIT 18, LAWRENCEVILLE, NJ, 08648 | 08648 | LAWRENCEVILLE |  |  |  |  | 40.3031 | '-74.74987738 |  | NL |  | O | DUCTILE IRON | P |  |  |  |  | F1
| 12 EASTON CT , LAWRENCEVILLE, NJ, 08648-1473 | 08648-1473 | LAWRENCEVILLE |  |  |  |  | 40.3039 | '-74.74616524 |  | NL |  | C |  | P |  |  |  |  | F1
| 35 FAIRWAY CT , LAWRENCEVILLE, NJ, 08648-1468 | 08648-1468 | LAWRENCEVILLE |  |  |  |  | 40.3055 | '-74.74709826 |  | NL |  | C |  | P |  |  |  |  | F1
| 1 GALLO CT , LAWRENCEVILLE, NJ, 08648-1474 | 08648-1474 | LAWRENCEVILLE |  |  |  |  | 40.3048 | '-74.74457289 |  | UL | N | C |  | UX |  |  |  |  | F1
| 3 GALLO CT , LAWRENCEVILLE, NJ, 08648-1474 | 08648-1474 | LAWRENCEVILLE |  |  |  |  | 40.3047 | '-74.74463464 |  | NL |  | P |  | P |  |  |  |  | F1
| 5 GALLO CT , LAWRENCEVILLE, NJ, 08648-1474 | 08648-1474 | LAWRENCEVILLE |  |  |  |  | 40.3047 | '-74.74469094 |  | NL |  | C |  | P |  |  |  |  | F1
| 9 GALLO CT , LAWRENCEVILLE, NJ, 08648-1474 | 08648-1474 | LAWRENCEVILLE |  |  |  |  | 40.3046 | '-74.74483994 |  | NL |  | C |  | P |  |  |  |  | F1
| 11 GALLO CT , LAWRENCEVILLE, NJ, 08648-1474 | 08648-1474 | LAWRENCEVILLE |  |  |  |  | 40.3046 | '-74.74488023 |  | UL | N | UX |  | UX
| 103 BERGEN ST , LAWRENCEVILLE, NJ, 08648-1485 | 08648-1485 | LAWRENCEVILLE |  |  |  |  | 40.2975 | '-74.74145056 |  | NL |  | C |  | P |  |  |  |  | F1
| 54 GORDON AVE , LAWRENCEVILLE, NJ, 08648-5549 | 08648-5549 | LAWRENCEVILLE |  |  |  |  | 40.3008 | '-74.73208213 |  | NL |  | C |  | P |  |  |  |  | F1
| 7 MONROE AVE , LAWRENCEVILLE, NJ, 08648-1605 | 08648-1605 | LAWRENCEVILLE |  |  |  |  | 40.2915 | '-74.73545723 |  | G |  | C |  | G |  |  |  |  | F1
| 32 STONERISE DR , LAWRENCEVILLE, NJ, 08648-5533 | 08648-5533 | LAWRENCEVILLE |  |  |  |  | 40.3014 | '-74.73411496 |  | NL |  | C |  | P |  |  |  |  | F1
| 87 GORDON AVE , LAWRENCEVILLE, NJ, 08648-5509 | 08648-5509 | LAWRENCEVILLE |  |  |  |  | 40.3019 | '-74.73432258 |  | UL | N | UX |  | UX
| 97 GORDON AVE , LAWRENCEVILLE, NJ, 08648-5509 | 08648-5509 | LAWRENCEVILLE |  |  |  |  | 40.3022 | '-74.73461043 |  | NL |  | C |  | P |  |  |  |  | F1
| 420 BERGEN ST , LAWRENCEVILLE, NJ, 08648-5552 | 08648-5552 | LAWRENCEVILLE |  |  |  |  | 40.3061 | '-74.73190202 |  | NL |  | C |  | P |  |  |  |  | F1
| 418 BERGEN ST , LAWRENCEVILLE, NJ, 08648-5552 | 08648-5552 | LAWRENCEVILLE |  |  |  |  | 40.3059 | '-74.73208456 |  | NL |  | C |  | P |  |  |  |  | F1
| 416 BERGEN ST , LAWRENCEVILLE, NJ, 08648-5552 | 08648-5552 | LAWRENCEVILLE |  |  |  |  | 40.3057 | '-74.73227061 |  | NL |  | C |  | P |  |  |  |  | F1
| 414 BERGEN ST , LAWRENCEVILLE, NJ, 08648-5552 | 08648-5552 | LAWRENCEVILLE |  |  |  |  | 40.3054 | '-74.73242825 |  | NL |  | C |  | P |  |  |  |  | F1
| 15 EASTON CT , LAWRENCEVILLE, NJ, 08648-1475 | 08648-1475 | LAWRENCEVILLE |  |  |  |  | 40.3038 | '-74.74541327 |  | NL |  | C |  | P |  |  |  |  | F1
| 23 EASTON CT , LAWRENCEVILLE, NJ, 08648-1475 | 08648-1475 | LAWRENCEVILLE |  |  |  |  | 40.304 | '-74.74519668 |  | NL |  | C |  | P |  |  |  |  | F1
| 160 LAWRPENN RD , LAWRENCEVILLE, NJ, 08648 | 08648 | LAWRENCEVILLE |  |  |  |  | 40.303 | '-74.74983587 |  | NL |  | O | DUCTILE IRON | P |  |  |  |  | F1
| 6 GORDON AVE , LAWRENCEVILLE, NJ, 08648-1005 | 08648-1005 | LAWRENCEVILLE |  |  |  |  | 40.2986 | '-74.72983951 |  | NL |  | C |  | C |  |  |  |  | F1
| 160 LAWRENCEVILLE PENNINGTON RD STE 11, LAWRENCEVILLE, NJ, 08648-1472 | 08648-1472 | LAWRENCEVILLE |  |  |  |  | 40.3034 | '-74.75033446 |  | NL |  | O | DUCTILE IRON | P |  |  |  |  | F1
| 7 GALLO CT , LAWRENCEVILLE, NJ, 08648-1474 | 08648-1474 | LAWRENCEVILLE |  |  |  |  | 40.3047 | '-74.74477028 |  | NL |  | C |  | P |  |  |  |  | F1
| 45 EASTON CT , LAWRENCEVILLE, NJ, 08648-1476 | 08648-1476 | LAWRENCEVILLE |  |  |  |  | 40.3044 | '-74.74614917 |  | UL | N | UX |  | UX
| 13 EASTON CT , LAWRENCEVILLE, NJ, 08648-1475 | 08648-1475 | LAWRENCEVILLE |  |  |  |  | 40.3037 | '-74.74548706 |  | UL | N | UX |  | UX
| 27 EASTON CT , LAWRENCEVILLE, NJ, 08648-1475 | 08648-1475 | LAWRENCEVILLE |  |  |  |  | 40.3043 | '-74.74520079 |  | NL |  | C |  | P |  |  |  |  | F1
| 19 EASTON CT , LAWRENCEVILLE, NJ, 08648-1475 | 08648-1475 | LAWRENCEVILLE |  |  |  |  | 40.3039 | '-74.74531551 |  | NL |  | C |  | P |  |  |  |  | F1
| 25 EASTON CT , LAWRENCEVILLE, NJ, 08648-1475 | 08648-1475 | LAWRENCEVILLE |  |  |  |  | 40.3043 | '-74.74516138 |  | NL |  | C |  | P |  |  |  |  | F1
| 33 EASTON CT , LAWRENCEVILLE, NJ, 08648-1475 | 08648-1475 | LAWRENCEVILLE |  |  |  |  | 40.3045 | '-74.74538319 |  | NL |  | P |  | P |  |  |  |  | F1
| 35 EASTON CT , LAWRENCEVILLE, NJ, 08648-1475 | 08648-1475 | LAWRENCEVILLE |  |  |  |  | 40.3045 | '-74.74543698 |  | NL |  | C |  | P |  |  |  |  | F1
| 39 EASTON CT , LAWRENCEVILLE, NJ, 08648-1476 | 08648-1476 | LAWRENCEVILLE |  |  |  |  | 40.3045 | '-74.74595359 |  | NL |  | C |  | P |  |  |  |  | F1
| 42 MERION PL , LAWRENCEVILLE, NJ, 08648-1632 | 08648-1632 | LAWRENCEVILLE |  |  |  |  | 40.2937 | '-74.73684575 |  | NL |  | C |  | C |  |  |  |  | F1
| 17 EASTON CT , LAWRENCEVILLE, NJ, 08648-1475 | 08648-1475 | LAWRENCEVILLE |  |  |  |  | 40.3038 | '-74.74535424 |  | NL |  | C |  | P |  |  |  |  | F1
| 41 EASTON CT , LAWRENCEVILLE, NJ, 08648-1476 | 08648-1476 | LAWRENCEVILLE |  |  |  |  | 40.3045 | '-74.74600095 |  | NL |  | C |  | P |  |  |  |  | F1
| 47 EASTON CT , LAWRENCEVILLE, NJ, 08648-1476 | 08648-1476 | LAWRENCEVILLE |  |  |  |  | 40.3044 | '-74.74618863 |  | NL |  | C |  | P |  |  |  |  | F1
| 21 EASTON CT , LAWRENCEVILLE, NJ, 08648-1475 | 08648-1475 | LAWRENCEVILLE |  |  |  |  | 40.3039 | '-74.74526034 |  | NL |  | C |  | P |  |  |  |  | F1
| 31 EASTON CT , LAWRENCEVILLE, NJ, 08648-1475 | 08648-1475 | LAWRENCEVILLE |  |  |  |  | 40.3044 | '-74.74532583 |  | NL |  | P |  | P |  |  |  |  | F1
| 43 EASTON CT , LAWRENCEVILLE, NJ, 08648-1476 | 08648-1476 | LAWRENCEVILLE |  |  |  |  | 40.3044 | '-74.74608143 |  | NL |  | C |  | P |  |  |  |  | F1
| 29 EASTON CT , LAWRENCEVILLE, NJ, 08648-1475 | 08648-1475 | LAWRENCEVILLE |  |  |  |  | 40.3044 | '-74.74524169 |  | NL |  | C |  | P |  |  |  |  | F1
| 25 GALLO CT , LAWRENCEVILLE, NJ, 08648-1479 | 08648-1479 | LAWRENCEVILLE |  |  |  |  | 40.3038 | '-74.74440217 |  | NL |  | C |  | P |  |  |  |  | F1
| 38 GORDON AVE APT 3, LAWRENCEVILLE, NJ, 08648-5500 | 08648-5500 | LAWRENCEVILLE |  |  |  |  | 40.3001 | '-74.73121511 |  | UL | N | UX |  | UX
| 1 WILK CT , LAWRENCEVILLE, NJ, 08648-1463 | 08648-1463 | LAWRENCEVILLE |  |  |  |  | 40.3008 | '-74.73763935 |  | UL | N | UX |  | UX
| 24 MONROE AVE , LAWRENCEVILLE, NJ, 08648-1606 | 08648-1606 | LAWRENCEVILLE |  |  |  |  | 40.2907 | '-74.7364761 |  | NL |  | C |  | C |  |  |  |  | F1
| 15 GALLO CT , LAWRENCEVILLE, NJ, 08648-1474 | 08648-1474 | LAWRENCEVILLE |  |  |  |  | 40.3041 | '-74.74478116 |  | NL |  | C |  | P |  |  |  |  | F1
| 21 GALLO CT , LAWRENCEVILLE, NJ, 08648-1479 | 08648-1479 | LAWRENCEVILLE |  |  |  |  | 40.304 | '-74.74464804 |  | NL |  | C |  | P |  |  |  |  | F1
| 23 GALLO CT , LAWRENCEVILLE, NJ, 08648-1479 | 08648-1479 | LAWRENCEVILLE |  |  |  |  | 40.304 | '-74.74456977 |  | NL |  | C |  | P |  |  |  |  | F1
| 49 GALLO CT , LAWRENCEVILLE, NJ, 08648-1478 | 08648-1478 | LAWRENCEVILLE |  |  |  |  | 40.3042 | '-74.74335294 |  | NL |  | C |  | P |  |  |  |  | F1
| 26 GALLO CT , LAWRENCEVILLE, NJ, 08648-1479 | 08648-1479 | LAWRENCEVILLE |  |  |  |  | 40.3042 | '-74.74421341 |  | NL |  | P |  | P |  |  |  |  | F1
| 17 GALLO CT , LAWRENCEVILLE, NJ, 08648-1479 | 08648-1479 | LAWRENCEVILLE |  |  |  |  | 40.3041 | '-74.74473352 |  | NL |  | C |  | P |  |  |  |  | F1
| 31 GALLO CT , LAWRENCEVILLE, NJ, 08648-1477 | 08648-1477 | LAWRENCEVILLE |  |  |  |  | 40.3037 | '-74.74424873 |  | NL |  | C |  | P |  |  |  |  | F1
| 37 GALLO CT , LAWRENCEVILLE, NJ, 08648-1477 | 08648-1477 | LAWRENCEVILLE |  |  |  |  | 40.3037 | '-74.74374508 |  | NL |  | P |  | P |  |  |  |  | F1
| 43 GALLO CT , LAWRENCEVILLE, NJ, 08648-1477 | 08648-1477 | LAWRENCEVILLE |  |  |  |  | 40.3038 | '-74.74354417 |  | UL | N | UX |  | UX
| 66 TITUS AVE , LAWRENCEVILLE, NJ, 08648-1661 | 08648-1661 | LAWRENCEVILLE |  |  |  |  | 40.2985 | '-74.73580126 |  | UL | N | UX |  | UX
| 47 GALLO CT , LAWRENCEVILLE, NJ, 08648-1478 | 08648-1478 | LAWRENCEVILLE |  |  |  |  | 40.3039 | '-74.74343387 |  | NL |  | C |  | P |  |  |  |  | F1
| 27 GALLO CT , LAWRENCEVILLE, NJ, 08648-1477 | 08648-1477 | LAWRENCEVILLE |  |  |  |  | 40.3037 | '-74.74437055 |  | NL |  | C |  | P |  |  |  |  | F1
| 33 GALLO CT , LAWRENCEVILLE, NJ, 08648-1477 | 08648-1477 | LAWRENCEVILLE |  |  |  |  | 40.3036 | '-74.74419476 |  | NL |  | C |  | P |  |  |  |  | F1
| 57 GALLO CT , LAWRENCEVILLE, NJ, 08648-1478 | 08648-1478 | LAWRENCEVILLE |  |  |  |  | 40.3044 | '-74.74356663 |  | NL |  | C |  | P |  |  |  |  | F1
| 18 GALLO CT , LAWRENCEVILLE, NJ, 08648-1479 | 08648-1479 | LAWRENCEVILLE |  |  |  |  | 40.3044 | '-74.74441854 |  | NL |  | P |  | P |  |  |  |  | F1
| 22 GALLO CT , LAWRENCEVILLE, NJ, 08648-1479 | 08648-1479 | LAWRENCEVILLE |  |  |  |  | 40.3043 | '-74.74429576 |  | NL |  | C |  | P |  |  |  |  | F1
| 55 GALLO CT , LAWRENCEVILLE, NJ, 08648-1478 | 08648-1478 | LAWRENCEVILLE |  |  |  |  | 40.3044 | '-74.74351418 |  | UL | N | UX |  | P |  |  |  |  | F1
| 24 GALLO CT , LAWRENCEVILLE, NJ, 08648-1479 | 08648-1479 | LAWRENCEVILLE |  |  |  |  | 40.3043 | '-74.74426568 |  | UL | N | UX |  | P |  |  |  |  | F1
| 59 GALLO CT , LAWRENCEVILLE, NJ, 08648-1478 | 08648-1478 | LAWRENCEVILLE |  |  |  |  | 40.3045 | '-74.74361427 |  | NL |  | C |  | C |  |  |  |  | F1
| 41 GALLO CT , LAWRENCEVILLE, NJ, 08648-1477 | 08648-1477 | LAWRENCEVILLE |  |  |  |  | 40.3038 | '-74.7436262 |  | NL |  | C |  | P |  |  |  |  | F1
| 56 GORDON AVE , LAWRENCEVILLE, NJ, 08648-5549 | 08648-5549 | LAWRENCEVILLE |  |  |  |  | 40.3009 | '-74.73208322 |  | NL |  | C |  | P |  |  |  |  | F1
| 34 W LONG DR , LAWRENCEVILLE, NJ, 08648-2714 | 08648-2714 | LAWRENCEVILLE |  |  |  |  | 40.2827 | '-74.73770037 |  | NL |  | C |  | C |  |  |  |  | F1
| 29 GALLO CT , LAWRENCEVILLE, NJ, 08648-1477 | 08648-1477 | LAWRENCEVILLE |  |  |  |  | 40.3037 | '-74.74432355 |  | NL |  | C |  | P |  |  |  |  | F1
| 71 GORDON AVE , LAWRENCEVILLE, NJ, 08648-5509 | 08648-5509 | LAWRENCEVILLE |  |  |  |  | 40.3013 | '-74.73346283 |  | NL |  | C |  | P |  |  |  |  | F1
| 17 STONERISE DR , LAWRENCEVILLE, NJ, 08648-5534 | 08648-5534 | LAWRENCEVILLE |  |  |  |  | 40.3016 | '-74.73429474 |  | UL | N | UX |  | UX
| 28 STONERISE DR , LAWRENCEVILLE, NJ, 08648-5533 | 08648-5533 | LAWRENCEVILLE |  |  |  |  | 40.3011 | '-74.73427914 |  | NL |  | C |  | C |  |  |  |  | F1
| 19 GALLO CT , LAWRENCEVILLE, NJ, 08648-1479 | 08648-1479 | LAWRENCEVILLE |  |  |  |  | 40.304 | '-74.74469955 |  | NL |  | C |  | P |  |  |  |  | F1
| 45 GALLO CT , LAWRENCEVILLE, NJ, 08648-1478 | 08648-1478 | LAWRENCEVILLE |  |  |  |  | 40.3039 | '-74.74348821 |  | NL |  | C |  | C |  |  |  |  | F1
| 39 GALLO CT , LAWRENCEVILLE, NJ, 08648-1477 | 08648-1477 | LAWRENCEVILLE |  |  |  |  | 40.3038 | '-74.74368138 |  | NL |  | C |  | P |  |  |  |  | F1
| 53 GALLO CT , LAWRENCEVILLE, NJ, 08648-1478 | 08648-1478 | LAWRENCEVILLE |  |  |  |  | 40.3044 | '-74.74343859 |  | NL |  | C |  | P |  |  |  |  | F1
| 93 GORDON AVE , LAWRENCEVILLE, NJ, 08648-5509 | 08648-5509 | LAWRENCEVILLE |  |  |  |  | 40.3021 | '-74.73454665 |  | NL |  | C |  | P |  |  |  |  | F1
| 309 BERGEN ST , LAWRENCEVILLE, NJ, 08648-1465 | 08648-1465 | LAWRENCEVILLE |  |  |  |  | 40.3015 | '-74.73595928 |  | NL |  | C |  | C |  |  |  |  | F1
| 43 CRAVEN LN , LAWRENCEVILLE, NJ, 08648-1636 | 08648-1636 | LAWRENCEVILLE |  |  |  |  | 40.2984 | '-74.73423451 |  | NL |  | C |  | C |  |  |  |  | F1
| 185 FEDERAL CITY RD , LAWRENCEVILLE, NJ, 08648-1518 | 08648-1518 | LAWRENCEVILLE |  |  |  |  | 40.2976 | '-74.7532066 |  | UL | N | UX |  | UX
| 2 STONERISE DR , LAWRENCEVILLE, NJ, 08648-5533 | 08648-5533 | LAWRENCEVILLE |  |  |  |  | 40.3016 | '-74.73564993 |  | UL | N | UX |  | UX
| 13 STONERISE DR , LAWRENCEVILLE, NJ, 08648-5534 | 08648-5534 | LAWRENCEVILLE |  |  |  |  | 40.3016 | '-74.73456638 |  | UL | N | UX |  | UX
| 35 GALLO CT , LAWRENCEVILLE, NJ, 08648-1477 | 08648-1477 | LAWRENCEVILLE |  |  |  |  | 40.3036 | '-74.74413858 |  | NL |  | C |  | P |  |  |  |  | F1
| 7 GLENBROOK CT , LAWRENCEVILLE, NJ, 08648-5556 | 08648-5556 | LAWRENCEVILLE |  |  |  |  | 40.3053 | '-74.73145599 |  | NL |  | C |  | P |  |  |  |  | F1
| 9 GLENBROOK CT , LAWRENCEVILLE, NJ, 08648-5556 | 08648-5556 | LAWRENCEVILLE |  |  |  |  | 40.3056 | '-74.73130345 |  | NL |  | C |  | P |  |  |  |  | F1
| 2 YEGER DR , LAWRENCEVILLE, NJ, 08648-1439 | 08648-1439 | LAWRENCEVILLE |  |  |  |  | 40.3004 | '-74.73813569 |  | NL |  | C |  | P |  |  |  |  | F1
| 20 GALLO CT , LAWRENCEVILLE, NJ, 08648-1479 | 08648-1479 | LAWRENCEVILLE |  |  |  |  | 40.3044 | '-74.74434186 |  | NL |  | C |  | P |  |  |  |  | F1
| 51 GALLO CT , LAWRENCEVILLE, NJ, 08648-1478 | 08648-1478 | LAWRENCEVILLE |  |  |  |  | 40.3043 | '-74.74339519 |  | NL |  | C |  | P |  |  |  |  | F1
| 38 GORDON AVE APT 4, LAWRENCEVILLE, NJ, 08648-5500 | 08648-5500 | LAWRENCEVILLE |  |  |  |  | 40.3001 | '-74.73118423 |  | NL |  | C |  | C |  |  |  |  | F1
| 29 CRAVEN LN , LAWRENCEVILLE, NJ, 08648-1636 | 08648-1636 | LAWRENCEVILLE |  |  |  |  | 40.2973 | '-74.73298102 |  | NL |  | C |  | C |  |  |  |  | F1
| 104 BERGEN ST , LAWRENCEVILLE, NJ, 08648-1469 | 08648-1469 | LAWRENCEVILLE |  |  |  |  | 40.2979 | '-74.74163078 |  | NL |  | C |  | P |  |  |  |  | F1
| 96 BERGEN ST , LAWRENCEVILLE, NJ, 08648-1469 | 08648-1469 | LAWRENCEVILLE |  |  |  |  | 40.2973 | '-74.74257499 |  | NL |  | C |  | P |  |  |  |  | F1
| 206 VILLAGE MILL WEST , LAWRENCEVILLE, NJ, 08648 | 08648 | LAWRENCEVILLE |  |  |  |  | 40.2906 | '-74.73889034 |  | NL |  | C |  | C |  |  |  |  | F1
| 13 GALLO CT , LAWRENCEVILLE, NJ, 08648-1474 | 08648-1474 | LAWRENCEVILLE |  |  |  |  | 40.3042 | '-74.74484653 |  | NL |  | C |  | P |  |  |  |  | F1
| 4 GLENBROOK CT , LAWRENCEVILLE, NJ, 08648-5551 | 08648-5551 | LAWRENCEVILLE |  |  |  |  | 40.3041 | '-74.73189663 |  | NL |  | C |  | C |  |  |  |  | F1
| 408 BERGEN ST , LAWRENCEVILLE, NJ, 08648-5552 | 08648-5552 | LAWRENCEVILLE |  |  |  |  | 40.3046 | '-74.7327113 |  | NL |  | C |  | P |  |  |  |  | F1
| 5 WILK CT , LAWRENCEVILLE, NJ, 08648-1463 | 08648-1463 | LAWRENCEVILLE |  |  |  |  | 40.3013 | '-74.73815451 |  | NL |  | C |  | C |  |  |  |  | F1
| 6 GLENBROOK CT , LAWRENCEVILLE, NJ, 08648-5551 | 08648-5551 | LAWRENCEVILLE |  |  |  |  | 40.3043 | '-74.7316183 |  | NL |  | C |  | P |  |  |  |  | F1
| 5 OWLS WAY , LAWRENCEVILLE, NJ, 08648-1464 | 08648-1464 | LAWRENCEVILLE |  |  |  |  | 40.2928 | '-74.74157725 |  | NL |  | C |  | C |  |  |  |  | F1
| 14 GLENBROOK CT , LAWRENCEVILLE, NJ, 08648-5551 | 08648-5551 | LAWRENCEVILLE |  |  |  |  | 40.3053 | '-74.73097748 |  | NL |  | P |  | P |  |  |  |  | F1
| 41 CRAVEN LN , LAWRENCEVILLE, NJ, 08648-1636 | 08648-1636 | LAWRENCEVILLE |  |  |  |  | 40.2982 | '-74.73405386 |  | G |  | C |  | G |  |  |  |  | F1
| 64 GORDON AVE , LAWRENCEVILLE, NJ, 08648-5549 | 08648-5549 | LAWRENCEVILLE |  |  |  |  | 40.3012 | '-74.73252785 |  | NL |  | C |  | P |  |  |  |  | F1
| 10 STONERISE DR , LAWRENCEVILLE, NJ, 08648-5533 | 08648-5533 | LAWRENCEVILLE |  |  |  |  | 40.3013 | '-74.73531529 |  | NL |  | C |  | P |  |  |  |  | F1
| 95 GORDON AVE , LAWRENCEVILLE, NJ, 08648-5509 | 08648-5509 | LAWRENCEVILLE |  |  |  |  | 40.3022 | '-74.73462549 |  | NL |  | C |  | C |  |  |  |  | F1
| 14 GALLO CT , LAWRENCEVILLE, NJ, 08648-1474 | 08648-1474 | LAWRENCEVILLE |  |  |  |  | 40.3048 | '-74.74397058 |  | NL |  | C |  | C |  |  |  |  | F1
| 58 GORDON AVE , LAWRENCEVILLE, NJ, 08648-5549 | 08648-5549 | LAWRENCEVILLE |  |  |  |  | 40.301 | '-74.7322439 |  | NL |  | C |  | P |  |  |  |  | F1
| 403 BERGEN ST , LAWRENCEVILLE, NJ, 08648-5554 | 08648-5554 | LAWRENCEVILLE |  |  |  |  | 40.3034 | '-74.73295786 |  | NL |  | C |  | P |  |  |  |  | F1
| 5 GLENBROOK CT , LAWRENCEVILLE, NJ, 08648-5556 | 08648-5556 | LAWRENCEVILLE |  |  |  |  | 40.305 | '-74.73163064 |  | NL |  | C |  | P |  |  |  |  | F1
| 405 BERGEN ST , LAWRENCEVILLE, NJ, 08648-5554 | 08648-5554 | LAWRENCEVILLE |  |  |  |  | 40.3037 | '-74.73276738 |  | NL |  | C |  | P |  |  |  |  | F1
| 61 CRAVEN LN , LAWRENCEVILLE, NJ, 08648-1636 | 08648-1636 | LAWRENCEVILLE |  |  |  |  | 40.2998 | '-74.73583279 |  | NL |  | C |  | C |  |  |  |  | F1
| 404 BERGEN ST , LAWRENCEVILLE, NJ, 08648-5552 | 08648-5552 | LAWRENCEVILLE |  |  |  |  | 40.3041 | '-74.73302615 |  | UL | N | UX |  | P |  |  |  |  | F1
| 9 W LONG DR , LAWRENCEVILLE, NJ, 08648-2709 | 08648-2709 | LAWRENCEVILLE |  |  |  |  | 40.2816 | '-74.73342685 |  | NL |  | C |  | C |  |  |  |  | F1
| 40 GORDON AVE APT 4, LAWRENCEVILLE, NJ, 08648-5555 | 08648-5555 | LAWRENCEVILLE |  |  |  |  | 40.3002 | '-74.73131794 |  | NL |  | C |  | C |  |  |  |  | F1
| 44 GORDON AVE APT 4, LAWRENCEVILLE, NJ, 08648-5561 | 08648-5561 | LAWRENCEVILLE |  |  |  |  | 40.3005 | '-74.73161593 |  | NL |  | C |  | C |  |  |  |  | F1
| 44 GORDON AVE APT 1, LAWRENCEVILLE, NJ, 08648-5561 | 08648-5561 | LAWRENCEVILLE |  |  |  |  | 40.3005 | '-74.73164873 |  | NL |  | C |  | P |  |  |  |  | F1
| 2 WILK CT , LAWRENCEVILLE, NJ, 08648-1463 | 08648-1463 | LAWRENCEVILLE |  |  |  |  | 40.3011 | '-74.73733695 |  | UL | N | UX |  | UX
| 62 GORDON AVE , LAWRENCEVILLE, NJ, 08648-5549 | 08648-5549 | LAWRENCEVILLE |  |  |  |  | 40.3012 | '-74.73242934 |  | UL | N | UX |  | UX
| 105 BERGEN ST , LAWRENCEVILLE, NJ, 08648-1485 | 08648-1485 | LAWRENCEVILLE |  |  |  |  | 40.2978 | '-74.74104751 |  | NL |  | C |  | P |  |  |  |  | F1
| 73 GORDON AVE , LAWRENCEVILLE, NJ, 08648-5509 | 08648-5509 | LAWRENCEVILLE |  |  |  |  | 40.3013 | '-74.73351689 |  | NL |  | C |  | C |  |  |  |  | F1
| 81 GORDON AVE , LAWRENCEVILLE, NJ, 08648-5509 | 08648-5509 | LAWRENCEVILLE |  |  |  |  | 40.3016 | '-74.73389504 |  | NL |  | C |  | P |  |  |  |  | F1
| 77 GORDON AVE , LAWRENCEVILLE, NJ, 08648-5509 | 08648-5509 | LAWRENCEVILLE |  |  |  |  | 40.3015 | '-74.7337113 |  | NL |  | C |  | P |  |  |  |  | F1
| 2 GLENBROOK CT , LAWRENCEVILLE, NJ, 08648-5551 | 08648-5551 | LAWRENCEVILLE |  |  |  |  | 40.3041 | '-74.73234853 |  | NL |  | C |  | P |  |  |  |  | F1
| 96 GORDON AVE , LAWRENCEVILLE, NJ, 08648-1033 | 08648-1033 | LAWRENCEVILLE |  |  |  |  | 40.3025 | '-74.73420904 |  | UL | N | UX |  | UX
| 10 GLENBROOK CT , LAWRENCEVILLE, NJ, 08648-5551 | 08648-5551 | LAWRENCEVILLE |  |  |  |  | 40.3048 | '-74.73129312 |  | UL | N | UX |  | UX
| 79 CRAVEN LN , LAWRENCEVILLE, NJ, 08648-1636 | 08648-1636 | LAWRENCEVILLE |  |  |  |  | 40.3007 | '-74.73681934 |  | NL |  | C |  | P |  |  |  |  | F1
| VILLAGE PARK , LAWRENCEVILLE, NJ, 08648 | 08648 | LAWRENCEVILLE |  |  |  |  | 40.3007 | '-74.73272446 |  | NL |  | O | DUCTILE IRON | O | DUCTILE IRON |  |  |  | F1
| VILLAGE PARK , LAWRENCEVILLE, NJ, 08648 | 08648 | LAWRENCEVILLE |  |  |  |  | 40.3007 | '-74.73269961 |  | NL |  | P |  | P |  |  |  |  | F1
| 4 LAWRENCIA DR , LAWRENCEVILLE, NJ, 08648-1533 | 08648-1533 | LAWRENCEVILLE |  |  |  |  | 40.2982 | '-74.74642221 |  | NL |  | C |  | C |  |  |  |  | F1
| 7 STONERISE DR , LAWRENCEVILLE, NJ, 08648-5534 | 08648-5534 | LAWRENCEVILLE |  |  |  |  | 40.3017 | '-74.73502207 |  | NL |  | C |  | P |  |  |  |  | F1
| 60 GORDON AVE , LAWRENCEVILLE, NJ, 08648-5549 | 08648-5549 | LAWRENCEVILLE |  |  |  |  | 40.301 | '-74.73231005 |  | NL |  | C |  | P |  |  |  |  | F1
| 8 SANTINA CT , LAWRENCEVILLE, NJ, 08648-1480 | 08648-1480 | LAWRENCEVILLE |  |  |  |  | 40.3004 | '-74.7456584 |  | NL |  | C |  | P |  |  |  |  | F1
| 16 GLENBROOK CT , LAWRENCEVILLE, NJ, 08648-5551 | 08648-5551 | LAWRENCEVILLE |  |  |  |  | 40.3056 | '-74.7308067 |  | NL |  | C |  | P |  |  |  |  | F1
| 410 BERGEN ST , LAWRENCEVILLE, NJ, 08648-5552 | 08648-5552 | LAWRENCEVILLE |  |  |  |  | 40.3049 | '-74.73263792 |  | NL |  | C |  | P |  |  |  |  | F1
| 14 TITUS AVE , LAWRENCEVILLE, NJ, 08648-1626 | 08648-1626 | LAWRENCEVILLE |  |  |  |  | 40.2959 | '-74.73281359 |  | NL |  | C |  | C |  |  |  |  | F1
| 38 GORDON AVE APT 2, LAWRENCEVILLE, NJ, 08648-5500 | 08648-5500 | LAWRENCEVILLE |  |  |  |  | 40.3002 | '-74.7312451 |  | NL |  | C |  | C |  |  |  |  | F1
| 91 GORDON AVE , LAWRENCEVILLE, NJ, 08648-5509 | 08648-5509 | LAWRENCEVILLE |  |  |  |  | 40.302 | '-74.73451141 |  | UL | N | UX |  | UX
| 4 WILK CT , LAWRENCEVILLE, NJ, 08648-1463 | 08648-1463 | LAWRENCEVILLE |  |  |  |  | 40.3013 | '-74.7376468 |  | NL |  | C |  | C |  |  |  |  | F1
| 80 CRAVEN LN , LAWRENCEVILLE, NJ, 08648-1637 | 08648-1637 | LAWRENCEVILLE |  |  |  |  | 40.3009 | '-74.73651003 |  | NL |  | C |  | C |  |  |  |  | F1
| 41 DIX LN , LAWRENCEVILLE, NJ, 08648-4844 | 08648-4844 | LAWRENCEVILLE |  |  |  |  | 40.307 | '-74.73163366 |  | NL |  | C |  | P |  |  |  |  | F1
| 12 GLENBROOK CT , LAWRENCEVILLE, NJ, 08648-5551 | 08648-5551 | LAWRENCEVILLE |  |  |  |  | 40.3051 | '-74.73113407 |  | NL |  | C |  | P |  |  |  |  | F1
| 9 ERIC CT , LAWRENCEVILLE, NJ, 08648-1549 | 08648-1549 | LAWRENCEVILLE |  |  |  |  | 40.2936 | '-74.75270625 |  | NL |  | C |  | P |  |  |  |  | F1
| 307 BERGEN ST , LAWRENCEVILLE, NJ, 08648-1465 | 08648-1465 | LAWRENCEVILLE |  |  |  |  | 40.3013 | '-74.73624956 |  | NL |  | C |  | C |  |  |  |  | F1
| 79 GORDON AVE , LAWRENCEVILLE, NJ, 08648-5509 | 08648-5509 | LAWRENCEVILLE |  |  |  |  | 40.3016 | '-74.7338372 |  | UL | N | UX |  | UX
| 10 ERIC CT , LAWRENCEVILLE, NJ, 08648-1550 | 08648-1550 | LAWRENCEVILLE |  |  |  |  | 40.294 | '-74.75290633 |  | NL |  | C |  | P |  |  |  |  | F1
| 84 PHILLIPS AVE , LAWRENCEVILLE, NJ, 08648-1038 | 08648-1038 | LAWRENCEVILLE |  |  |  |  | 40.2998 | '-74.73264898 |  | NL |  | C |  | C |  |  |  |  | F1
| 3 GLENBROOK CT , LAWRENCEVILLE, NJ, 08648-5556 | 08648-5556 | LAWRENCEVILLE |  |  |  |  | 40.3048 | '-74.73179329 |  | NL |  | C |  | P |  |  |  |  | F1
| 11 GLENBROOK CT , LAWRENCEVILLE, NJ, 08648-5556 | 08648-5556 | LAWRENCEVILLE |  |  |  |  | 40.3058 | '-74.73118218 |  | NL |  | C |  | P |  |  |  |  | F1
| 44 GORDON AVE APT 2, LAWRENCEVILLE, NJ, 08648-5561 | 08648-5561 | LAWRENCEVILLE |  |  |  |  | 40.3005 | '-74.73167308 |  | NL |  | C |  | C |  |  |  |  | F1
| 8 GLENBROOK CT , LAWRENCEVILLE, NJ, 08648-5551 | 08648-5551 | LAWRENCEVILLE |  |  |  |  | 40.3046 | '-74.73144888 |  | NL |  | C |  | P |  |  |  |  | F1
| 13 GLENBROOK CT , LAWRENCEVILLE, NJ, 08648-5556 | 08648-5556 | LAWRENCEVILLE |  |  |  |  | 40.3061 | '-74.731001 |  | UL | N | UX |  | UX
| 44 GORDON AVE APT 3, LAWRENCEVILLE, NJ, 08648-5561 | 08648-5561 | LAWRENCEVILLE |  |  |  |  | 40.3005 | '-74.73158505 |  | NL |  | C |  | C |  |  |  |  | F1
| 402 BERGEN ST , LAWRENCEVILLE, NJ, 08648-5552 | 08648-5552 | LAWRENCEVILLE |  |  |  |  | 40.3038 | '-74.73325936 |  | NL |  | C |  | P |  |  |  |  | F1
| 406 BERGEN ST , LAWRENCEVILLE, NJ, 08648-5552 | 08648-5552 | LAWRENCEVILLE |  |  |  |  | 40.3043 | '-74.73285324 |  | NL |  | C |  | P |  |  |  |  | F1
| 102 BERGEN ST , LAWRENCEVILLE, NJ, 08648-1469 | 08648-1469 | LAWRENCEVILLE |  |  |  |  | 40.2977 | '-74.74193953 |  | NL |  | C |  | P |  |  |  |  | F1
| 4 WOODLANE RD , LAWRENCEVILLE, NJ, 08648-1052 | 08648-1052 | LAWRENCEVILLE |  |  |  |  | 40.3028 | '-74.73299859 |  | UL | N | UX |  | UX
| 21 MONROE AVE , LAWRENCEVILLE, NJ, 08648-1605 | 08648-1605 | LAWRENCEVILLE |  |  |  |  | 40.291 | '-74.73681584 |  | NL |  | C |  | C |  |  |  |  | F1
| 412 BERGEN ST , LAWRENCEVILLE, NJ, 08648-5552 | 08648-5552 | LAWRENCEVILLE |  |  |  |  | 40.3051 | '-74.73252836 |  | NL |  | C |  | P |  |  |  |  | F1
| 40 GORDON AVE APT 3, LAWRENCEVILLE, NJ, 08648-5555 | 08648-5555 | LAWRENCEVILLE |  |  |  |  | 40.3003 | '-74.7313423 |  | UL | N | UX |  | UX
| 30 DIX LN , LAWRENCEVILLE, NJ, 08648-4843 | 08648-4843 | LAWRENCEVILLE |  |  |  |  | 40.3066 | '-74.73163841 |  | NL |  | C |  | P |  |  |  |  | F1
| 8 ERIC CT , LAWRENCEVILLE, NJ, 08648-1550 | 08648-1550 | LAWRENCEVILLE |  |  |  |  | 40.2941 | '-74.75256663 |  | NL |  | C |  | P |  |  |  |  | F1
| 2637 MAIN ST , LAWRENCEVILLE, NJ, 08648-1012 | 08648-1012 | LAWRENCEVILLE |  |  |  |  | 40.297 | '-74.73061676 |  | UL | N | UX |  | UX
| 400 BERGEN ST , LAWRENCEVILLE, NJ, 08648-5552 | 08648-5552 | LAWRENCEVILLE |  |  |  |  | 40.3035 | '-74.73356581 |  | NL |  | C |  | P |  |  |  |  | F1
| 4 DIX LN , LAWRENCEVILLE, NJ, 08648-4841 | 08648-4841 | LAWRENCEVILLE |  |  |  |  | 40.3037 | '-74.7340363 |  | NL |  | C |  | P |  |  |  |  | F1
| 3 DIX LN , LAWRENCEVILLE, NJ, 08648-4844 | 08648-4844 | LAWRENCEVILLE |  |  |  |  | 40.3035 | '-74.73436083 |  | NL |  | C |  | C |  |  |  |  | F1
| 1 DIX LN , LAWRENCEVILLE, NJ, 08648-4844 | 08648-4844 | LAWRENCEVILLE |  |  |  |  | 40.3033 | '-74.73413123 |  | NL |  | C |  | P |  |  |  |  | F1
| 43 DIX LN , LAWRENCEVILLE, NJ, 08648-4844 | 08648-4844 | LAWRENCEVILLE |  |  |  |  | 40.3068 | '-74.731296 |  | NL |  | C |  | P |  |  |  |  | F1
| 3 MONROE AVE , LAWRENCEVILLE, NJ, 08648-1605 | 08648-1605 | LAWRENCEVILLE |  |  |  |  | 40.2916 | '-74.73498355 |  | NL |  | C |  | C |  |  |  |  | F1
| 2 WOODLANE RD , LAWRENCEVILLE, NJ, 08648-1052 | 08648-1052 | LAWRENCEVILLE |  |  |  |  | 40.3031 | '-74.73328464 |  | UL | N | UX |  | UX
| 18 GLENBROOK CT , LAWRENCEVILLE, NJ, 08648-5551 | 08648-5551 | LAWRENCEVILLE |  |  |  |  | 40.306 | '-74.73029983 |  | NL |  | C |  | P |  |  |  |  | F1
| 5 ERIC CT , LAWRENCEVILLE, NJ, 08648-1549 | 08648-1549 | LAWRENCEVILLE |  |  |  |  | 40.2934 | '-74.75182024 |  | UL | N | UX |  | UX
| 5 OVERLOOK WAY , LAWRENCEVILLE, NJ, 08648-4840 | 08648-4840 | LAWRENCEVILLE |  |  |  |  | 40.3049 | '-74.73404259 |  | NL |  | C |  | P |  |  |  |  | F1
| 9 EVANS LN , LAWRENCEVILLE, NJ, 08648-1585 | 08648-1585 | LAWRENCEVILLE |  |  |  |  | 40.2932 | '-74.75437434 |  | NL |  | P |  | P |  |  |  |  | F1
| 2685 MAIN ST , LAWRENCEVILLE, NJ, 08648-1036 | 08648-1036 | LAWRENCEVILLE |  |  |  |  | 40.2983 | '-74.7293788 |  | NL |  | C |  | C |  |  |  |  | F1
| 4 OVERLOOK WAY , LAWRENCEVILLE, NJ, 08648-4839 | 08648-4839 | LAWRENCEVILLE |  |  |  |  | 40.3044 | '-74.73392962 |  | NL |  | C |  | P |  |  |  |  | F1
| 16 OVERLOOK WAY , LAWRENCEVILLE, NJ, 08648-4839 | 08648-4839 | LAWRENCEVILLE |  |  |  |  | 40.3059 | '-74.73312528 |  | UL | N | UX |  | UX
| 26 DIX LN , LAWRENCEVILLE, NJ, 08648-4843 | 08648-4843 | LAWRENCEVILLE |  |  |  |  | 40.3065 | '-74.73270145 |  | NL |  | C |  | P |  |  |  |  | F1
| 18 OVERLOOK WAY , LAWRENCEVILLE, NJ, 08648-4839 | 08648-4839 | LAWRENCEVILLE |  |  |  |  | 40.3062 | '-74.73320275 |  | NL |  | C |  | P |  |  |  |  | F1
| 2535 MAIN ST , LAWRENCEVILLE, NJ, 08648-1657 | 08648-1657 | LAWRENCEVILLE |  |  |  |  | 40.294 | '-74.73303601 |  | NL |  | C |  | C |  |  |  |  | F1
| 2721 MAIN ST , LAWRENCEVILLE, NJ, 08648-1014 | 08648-1014 | LAWRENCEVILLE |  |  |  |  | 40.2994 | '-74.72836584 |  | NL |  | C |  | C |  |  |  |  | F1
| 15 WILLOW RD , LAWRENCEVILLE, NJ, 08648-1619 | 08648-1619 | LAWRENCEVILLE |  |  |  |  | 40.2922 | '-74.73695544 |  | NL |  | C |  | C |  |  |  |  | F1
| 12 OVERLOOK WAY , LAWRENCEVILLE, NJ, 08648-4839 | 08648-4839 | LAWRENCEVILLE |  |  |  |  | 40.3054 | '-74.73338889 |  | NL |  | C |  | P |  |  |  |  | F1
| 8 OVERLOOK WAY , LAWRENCEVILLE, NJ, 08648-4839 | 08648-4839 | LAWRENCEVILLE |  |  |  |  | 40.3049 | '-74.73364387 |  | NL |  | C |  | P |  |  |  |  | F1
| 14 OVERLOOK WAY , LAWRENCEVILLE, NJ, 08648-4839 | 08648-4839 | LAWRENCEVILLE |  |  |  |  | 40.3056 | '-74.73324211 |  | NL |  | C |  | P |  |  |  |  | F1
| 2651 MAIN ST , LAWRENCEVILLE, NJ, 08648-1012 | 08648-1012 | LAWRENCEVILLE |  |  |  |  | 40.2974 | '-74.73020971 |  | NL |  | C |  | C |  |  |  |  | F1
| 19 DIX LN , LAWRENCEVILLE, NJ, 08648-4844 | 08648-4844 | LAWRENCEVILLE |  |  |  |  | 40.3054 | '-74.73526964 |  | NL |  | C |  | P |  |  |  |  | F1
| 29 DIX LN , LAWRENCEVILLE, NJ, 08648-4844 | 08648-4844 | LAWRENCEVILLE |  |  |  |  | 40.3064 | '-74.73407619 |  | NL |  | C |  | P |  |  |  |  | F1
| 37 DIX LN , LAWRENCEVILLE, NJ, 08648-4844 | 08648-4844 | LAWRENCEVILLE |  |  |  |  | 40.3068 | '-74.73273975 |  | NL |  | C |  | P |  |  |  |  | F1
| 17 DIX LN , LAWRENCEVILLE, NJ, 08648-4844 | 08648-4844 | LAWRENCEVILLE |  |  |  |  | 40.3051 | '-74.73550406 |  | NL |  | C |  | P |  |  |  |  | F1
| 21 DIX LN , LAWRENCEVILLE, NJ, 08648-4844 | 08648-4844 | LAWRENCEVILLE |  |  |  |  | 40.3056 | '-74.73506538 |  | NL |  | C |  | P |  |  |  |  | F1
| 2739 MAIN ST , LAWRENCEVILLE, NJ, 08648-1037 | 08648-1037 | LAWRENCEVILLE |  |  |  |  | 40.3001 | '-74.72773535 |  | NL |  | C |  | O | BLACK IRON |  |  |  | F1
| 15 DIX LN , LAWRENCEVILLE, NJ, 08648-4844 | 08648-4844 | LAWRENCEVILLE |  |  |  |  | 40.3049 | '-74.73559594 |  | NL |  | C |  | P |  |  |  |  | F1
| 40 GORDON AVE APT 1, LAWRENCEVILLE, NJ, 08648-5555 | 08648-5555 | LAWRENCEVILLE |  |  |  |  | 40.3003 | '-74.73140784 |  | UL | N | UX |  | UX
| 18 DIX LN , LAWRENCEVILLE, NJ, 08648-4842 | 08648-4842 | LAWRENCEVILLE |  |  |  |  | 40.3057 | '-74.73448134 |  | NL |  | C |  | P |  |  |  |  | F1
| 6 OVERLOOK WAY , LAWRENCEVILLE, NJ, 08648-4839 | 08648-4839 | LAWRENCEVILLE |  |  |  |  | 40.3046 | '-74.7337613 |  | NL |  | C |  | P |  |  |  |  | F1
| 7 ERIC CT , LAWRENCEVILLE, NJ, 08648-1549 | 08648-1549 | LAWRENCEVILLE |  |  |  |  | 40.2935 | '-74.75223716 |  | UL | N | C |  | UX |  |  |  |  | F1
| 13 DIX LN , LAWRENCEVILLE, NJ, 08648-4844 | 08648-4844 | LAWRENCEVILLE |  |  |  |  | 40.3046 | '-74.73550532 |  | NL |  | C |  | P |  |  |  |  | F1
| 10 DIX LN , LAWRENCEVILLE, NJ, 08648-4842 | 08648-4842 | LAWRENCEVILLE |  |  |  |  | 40.3046 | '-74.73503196 |  | NL |  | C |  | P |  |  |  |  | F1
| 145 LAWRPENN RD , LAWRENCEVILLE, NJ, 08648 | 08648 | LAWRENCEVILLE |  |  |  |  | 40.3004 | '-74.74789235 |  | UL | N | UX |  | P |  |  |  |  | F1
| 7 OVERLOOK WAY , LAWRENCEVILLE, NJ, 08648-4840 | 08648-4840 | LAWRENCEVILLE |  |  |  |  | 40.3052 | '-74.73391205 |  | UL | N | UX |  | P |  |  |  |  | F1
| 20 DIX LN , LAWRENCEVILLE, NJ, 08648-4842 | 08648-4842 | LAWRENCEVILLE |  |  |  |  | 40.306 | '-74.73414056 |  | NL |  | C |  | C |  |  |  |  | F1
| 12 MANNING LN , LAWRENCEVILLE, NJ, 08648-1019 | 08648-1019 | LAWRENCEVILLE |  |  |  |  | 40.3003 | '-74.72821687 |  | NL |  | C |  | C |  |  |  |  | F1
| 9 OVERLOOK WAY , LAWRENCEVILLE, NJ, 08648-4840 | 08648-4840 | LAWRENCEVILLE |  |  |  |  | 40.3054 | '-74.73378268 |  | NL |  | C |  | P |  |  |  |  | F1
| 10 OVERLOOK WAY , LAWRENCEVILLE, NJ, 08648-4839 | 08648-4839 | LAWRENCEVILLE |  |  |  |  | 40.3051 | '-74.73351826 |  | UL | N | UX |  | P |  |  |  |  | F1
| 40 GORDON AVE APT 2, LAWRENCEVILLE, NJ, 08648-5555 | 08648-5555 | LAWRENCEVILLE |  |  |  |  | 40.3003 | '-74.73137881 |  | UL | N | UX |  | UX
| 1 OVERLOOK WAY , LAWRENCEVILLE, NJ, 08648-4840 | 08648-4840 | LAWRENCEVILLE |  |  |  |  | 40.3044 | '-74.7345228 |  | NL |  | C |  | P |  |  |  |  | F1
| 4 POINSETT DR , LAWRENCEVILLE, NJ, 08648-1578 | 08648-1578 | LAWRENCEVILLE |  |  |  |  | 40.3005 | '-74.7486024 |  | NL |  | C |  | P |  |  |  |  | F1
| 13 OVERLOOK WAY , LAWRENCEVILLE, NJ, 08648-4840 | 08648-4840 | LAWRENCEVILLE |  |  |  |  | 40.3061 | '-74.73358334 |  | NL |  | C |  | C |  |  |  |  | F1
| 12 GRANDVIEW AVE , LAWRENCEVILLE, NJ, 08648-1034 | 08648-1034 | LAWRENCEVILLE |  |  |  |  | 40.3063 | '-74.72235752 |  | NL |  | C |  | C |  |  |  |  | F1
| 7 LAWRENCIA DR , LAWRENCEVILLE, NJ, 08648-1532 | 08648-1532 | LAWRENCEVILLE |  |  |  |  | 40.2974 | '-74.74651834 |  | NL |  | C |  | C |  |  |  |  | F1
| 160 LAWPENN RD UNIT #17, LAWRENCEVILLE, NJ, 08648 | 08648 | LAWRENCEVILLE |  |  |  |  | 40.303 | '-74.74979145 |  | NL |  | O | DUCTILE IRON | P |  |  |  |  | F1
| 16 DIX LN , LAWRENCEVILLE, NJ, 08648-4842 | 08648-4842 | LAWRENCEVILLE |  |  |  |  | 40.3055 | '-74.73467545 |  | NL |  | C |  | P |  |  |  |  | F1
| 14 HENDRICKSON RD , LAWRENCEVILLE, NJ, 08648-1614 | 08648-1614 | LAWRENCEVILLE |  |  |  |  | 40.2926 | '-74.73509389 |  | G |  | G |  | G |  |  |  |  | F1
| 11 DIX LN , LAWRENCEVILLE, NJ, 08648-4844 | 08648-4844 | LAWRENCEVILLE |  |  |  |  | 40.3044 | '-74.73532433 |  | NL |  | C |  | P |  |  |  |  | F1
| 14 DIX LN , LAWRENCEVILLE, NJ, 08648-4842 | 08648-4842 | LAWRENCEVILLE |  |  |  |  | 40.3053 | '-74.73486776 |  | NL |  | C |  | P |  |  |  |  | F1
| 3 POINSETT DR , LAWRENCEVILLE, NJ, 08648-1579 | 08648-1579 | LAWRENCEVILLE |  |  |  |  | 40.3002 | '-74.74836945 |  | NL |  | C |  | P |  |  |  |  | F1
| 28 DIX LN , LAWRENCEVILLE, NJ, 08648-4843 | 08648-4843 | LAWRENCEVILLE |  |  |  |  | 40.3067 | '-74.73224511 |  | NL |  | C |  | P |  |  |  |  | F1
| 25 DIX LN , LAWRENCEVILLE, NJ, 08648-4844 | 08648-4844 | LAWRENCEVILLE |  |  |  |  | 40.3061 | '-74.73464359 |  | NL |  | C |  | P |  |  |  |  | F1
| 35 DIX LN , LAWRENCEVILLE, NJ, 08648-4844 | 08648-4844 | LAWRENCEVILLE |  |  |  |  | 40.3067 | '-74.7330696 |  | NL |  | C |  | P |  |  |  |  | F1
| 2 OVERLOOK WAY , LAWRENCEVILLE, NJ, 08648-4839 | 08648-4839 | LAWRENCEVILLE |  |  |  |  | 40.3041 | '-74.73425119 |  | UL | N | UX |  | UX
| 20 TAMAR CT , LAWRENCEVILLE, NJ, 08648-1580 | 08648-1580 | LAWRENCEVILLE |  |  |  |  | 40.3005 | '-74.7497075 |  | NL |  | C |  | P |  |  |  |  | F1
| 12 DIX LN , LAWRENCEVILLE, NJ, 08648-4842 | 08648-4842 | LAWRENCEVILLE |  |  |  |  | 40.305 | '-74.73509422 |  | NL |  | C |  | P |  |  |  |  | F1
| 7 POINSETT DR , LAWRENCEVILLE, NJ, 08648-1579 | 08648-1579 | LAWRENCEVILLE |  |  |  |  | 40.2999 | '-74.74893283 |  | NL |  | C |  | P |  |  |  |  | F1
| 4 WILLOW RD , LAWRENCEVILLE, NJ, 08648-1620 | 08648-1620 | LAWRENCEVILLE |  |  |  |  | 40.2915 | '-74.73721977 |  | NL |  | C |  | C |  |  |  |  | F1
| 21 TAMAR CT , LAWRENCEVILLE, NJ, 08648-1581 | 08648-1581 | LAWRENCEVILLE |  |  |  |  | 40.3001 | '-74.74982879 |  | NL |  | C |  | P |  |  |  |  | F1
| 23 DIX LN , LAWRENCEVILLE, NJ, 08648-4844 | 08648-4844 | LAWRENCEVILLE |  |  |  |  | 40.3059 | '-74.73485577 |  | NL |  | C |  | P |  |  |  |  | F1
| 7 DIX LN , LAWRENCEVILLE, NJ, 08648-4844 | 08648-4844 | LAWRENCEVILLE |  |  |  |  | 40.304 | '-74.73482236 |  | NL |  | C |  | P |  |  |  |  | F1
| 5 DIX LN , LAWRENCEVILLE, NJ, 08648-4844 | 08648-4844 | LAWRENCEVILLE |  |  |  |  | 40.3037 | '-74.73459161 |  | NL |  | C |  | P |  |  |  |  | F1
| 23 TAMAR CT , LAWRENCEVILLE, NJ, 08648-1581 | 08648-1581 | LAWRENCEVILLE |  |  |  |  | 40.2999 | '-74.74958869 |  | UL | N | UX |  | C |  |  |  |  | F1
| 31 DIX LN , LAWRENCEVILLE, NJ, 08648-4844 | 08648-4844 | LAWRENCEVILLE |  |  |  |  | 40.3065 | '-74.73372812 |  | NL |  | C |  | P |  |  |  |  | F1
| 9 DIX LN , LAWRENCEVILLE, NJ, 08648-4844 | 08648-4844 | LAWRENCEVILLE |  |  |  |  | 40.3041 | '-74.73505499 |  | NL |  | C |  | P |  |  |  |  | F1
| 11 OVERLOOK WAY , LAWRENCEVILLE, NJ, 08648-4840 | 08648-4840 | LAWRENCEVILLE |  |  |  |  | 40.3057 | '-74.73363233 |  | UL | N | UX |  | P |  |  |  |  | F1
| 4 DAYNA LN , LAWRENCEVILLE, NJ, 08648-1583 | 08648-1583 | LAWRENCEVILLE |  |  |  |  | 40.3045 | '-74.7531617 |  | NL |  | C |  | P |  |  |  |  | F1
| 160 LAWRPENN RD STE 5, LAWRENCEVILLE, NJ, 08648 | 08648 | LAWRENCEVILLE |  |  |  |  | 40.303 | '-74.74973748 |  | NL |  | O | DUCTILE IRON | P |  |  |  |  | F1
| 51 CRAVEN LN , LAWRENCEVILLE, NJ, 08648-1636 | 08648-1636 | LAWRENCEVILLE |  |  |  |  | 40.2988 | '-74.73474631 |  | NL |  | C |  | C |  |  |  |  | F1
| 33 DIX LN , LAWRENCEVILLE, NJ, 08648-4844 | 08648-4844 | LAWRENCEVILLE |  |  |  |  | 40.3066 | '-74.73338895 |  | NL |  | C |  | P |  |  |  |  | F1
| 25 TAMAR CT , LAWRENCEVILLE, NJ, 08648-1581 | 08648-1581 | LAWRENCEVILLE |  |  |  |  | 40.2997 | '-74.74937074 |  | NL |  | C |  | C |  |  |  |  | F1
| 5 POINSETT DR , LAWRENCEVILLE, NJ, 08648-1579 | 08648-1579 | LAWRENCEVILLE |  |  |  |  | 40.3001 | '-74.74865736 |  | NL |  | C |  | P |  |  |  |  | F1
| 27 DIX LN , LAWRENCEVILLE, NJ, 08648-4844 | 08648-4844 | LAWRENCEVILLE |  |  |  |  | 40.3063 | '-74.7343699 |  | NL |  | C |  | P |  |  |  |  | F1
| 6 POINSETT DR , LAWRENCEVILLE, NJ, 08648-1578 | 08648-1578 | LAWRENCEVILLE |  |  |  |  | 40.3003 | '-74.74887513 |  | NL |  | C |  | C |  |  |  |  | F1
| 8 POINSETT DR , LAWRENCEVILLE, NJ, 08648-1578 | 08648-1578 | LAWRENCEVILLE |  |  |  |  | 40.3001 | '-74.74919328 |  | NL |  | C |  | C |  |  |  |  | F1
| 4 ERIC CT , LAWRENCEVILLE, NJ, 08648-1550 | 08648-1550 | LAWRENCEVILLE |  |  |  |  | 40.2938 | '-74.75185834 |  | NL |  | C |  | P |  |  |  |  | F1
| 5 SHADOWSTONE LN , LAWRENCEVILLE, NJ, 08648-1026 | 08648-1026 | LAWRENCEVILLE |  |  |  |  | 40.3043 | '-74.72511456 |  | NL |  | C |  | P |  |  |  |  | F1
| 85 LAWPENN RD , LAWRENCEVILLE, NJ, 08648 | 08648 | LAWRENCEVILLE |  |  |  |  | 40.294 | '-74.740974 |  | NL |  | C |  | P |  |  |  |  | F1
| 189 FEDERAL CITY RD , LAWRENCEVILLE, NJ, 08648-1518 | 08648-1518 | LAWRENCEVILLE |  |  |  |  | 40.2982 | '-74.75301339 |  | UL | N | UX |  | UX
| 3 WILLOW RD , LAWRENCEVILLE, NJ, 08648-1619 | 08648-1619 | LAWRENCEVILLE |  |  |  |  | 40.2917 | '-74.73764543 |  | UL | N | UX |  | UX
| 10 SANTINA CT , LAWRENCEVILLE, NJ, 08648-1480 | 08648-1480 | LAWRENCEVILLE |  |  |  |  | 40.3007 | '-74.74533047 |  | NL |  | C |  | P |  |  |  |  | F1
| 14 DAYNA LN , LAWRENCEVILLE, NJ, 08648-1583 | 08648-1583 | LAWRENCEVILLE |  |  |  |  | 40.303 | '-74.7535843 |  | NL |  | C |  | P |  |  |  |  | F1
| 14 SANTINA CT , LAWRENCEVILLE, NJ, 08648-1480 | 08648-1480 | LAWRENCEVILLE |  |  |  |  | 40.3011 | '-74.74488678 |  | UL | N | UX |  | UX
| 12 DAYNA LN , LAWRENCEVILLE, NJ, 08648-1583 | 08648-1583 | LAWRENCEVILLE |  |  |  |  | 40.3032 | '-74.7538622 |  | NL |  | C |  | P |  |  |  |  | F1
| 19 DAYNA LN , LAWRENCEVILLE, NJ, 08648-1583 | 08648-1583 | LAWRENCEVILLE |  |  |  |  | 40.303 | '-74.75191655 |  | NL |  | C |  | P |  |  |  |  | F1
| 12 SANTINA CT , LAWRENCEVILLE, NJ, 08648-1480 | 08648-1480 | LAWRENCEVILLE |  |  |  |  | 40.3008 | '-74.74480411 |  | NL |  | C |  | C |  |  |  |  | F1
| 11 DAYNA LN , LAWRENCEVILLE, NJ, 08648-1583 | 08648-1583 | LAWRENCEVILLE |  |  |  |  | 40.3031 | '-74.75273196 |  | NL |  | C |  | P |  |  |  |  | F1
| 8 DAYNA LN , LAWRENCEVILLE, NJ, 08648-1583 | 08648-1583 | LAWRENCEVILLE |  |  |  |  | 40.304 | '-74.75359177 |  | NL |  | C |  | P |  |  |  |  | F1
| 5 LAWRPENN RD , LAWRENCEVILLE, NJ, 08648 | 08648 | LAWRENCEVILLE |  |  |  |  | 40.2898 | '-74.73441078 |  | NL |  | C |  | C |  |  |  |  | F1
| 1 COACH DR , LAWRENCEVILLE, NJ, 08648-1562 | 08648-1562 | LAWRENCEVILLE |  |  |  |  | 40.2984 | '-74.75407586 |  | NL |  | C |  | C |  |  |  |  | F1
| 44 GREEN AVE , LAWRENCEVILLE, NJ, 08648-1646 | 08648-1646 | LAWRENCEVILLE |  |  |  |  | 40.2965 | '-74.73602386 |  | NL |  | C |  | C |  |  |  |  | F1
| 15 DAYNA LN , LAWRENCEVILLE, NJ, 08648-1583 | 08648-1583 | LAWRENCEVILLE |  |  |  |  | 40.3034 | '-74.75226041 |  | NL |  | C |  | C |  |  |  |  | F1
| 98 BERGEN ST , LAWRENCEVILLE, NJ, 08648-1469 | 08648-1469 | LAWRENCEVILLE |  |  |  |  | 40.2975 | '-74.74225871 |  | UL | N | C |  | UX |  |  |  |  | F1
| 6 DAYNA LN , LAWRENCEVILLE, NJ, 08648-1583 | 08648-1583 | LAWRENCEVILLE |  |  |  |  | 40.3043 | '-74.75337149 |  | NL |  | C |  | P |  |  |  |  | F1
| 9 DAYNA LN , LAWRENCEVILLE, NJ, 08648-1583 | 08648-1583 | LAWRENCEVILLE |  |  |  |  | 40.3033 | '-74.753423 |  | NL |  | C |  | P |  |  |  |  | F1
| 5 DAYNA LN , LAWRENCEVILLE, NJ, 08648-1583 | 08648-1583 | LAWRENCEVILLE |  |  |  |  | 40.304 | '-74.75315945 |  | NL |  | C |  | P |  |  |  |  | F1
| 1 ERIC CT , LAWRENCEVILLE, NJ, 08648-1549 | 08648-1549 | LAWRENCEVILLE |  |  |  |  | 40.2938 | '-74.75090692 |  | NL |  | C |  | C |  |  |  |  | F1
| 12 VILLAGE CT , LAWRENCEVILLE, NJ, 08648-5560 | 08648-5560 | LAWRENCEVILLE |  |  |  |  | 40.3005 | '-74.73329693 |  | NL |  | C |  | P |  |  |  |  | F1
| 2 VILLAGE CT , LAWRENCEVILLE, NJ, 08648-5560 | 08648-5560 | LAWRENCEVILLE |  |  |  |  | 40.3008 | '-74.73290181 |  | NL |  | C |  | P |  |  |  |  | F1
| 75 GORDON AVE , LAWRENCEVILLE, NJ, 08648-5509 | 08648-5509 | LAWRENCEVILLE |  |  |  |  | 40.3014 | '-74.73364596 |  | NL |  | C |  | C |  |  |  |  | F1
| 7 DAYNA LN , LAWRENCEVILLE, NJ, 08648-1583 | 08648-1583 | LAWRENCEVILLE |  |  |  |  | 40.3037 | '-74.75339975 |  | NL |  | C |  | C |  |  |  |  | F1
| 34 TITUS AVE , LAWRENCEVILLE, NJ, 08648-1661 | 08648-1661 | LAWRENCEVILLE |  |  |  |  | 40.2969 | '-74.73402655 |  | UL | N | UX |  | UX
| 6 VILLAGE CT , LAWRENCEVILLE, NJ, 08648-5560 | 08648-5560 | LAWRENCEVILLE |  |  |  |  | 40.3007 | '-74.73311229 |  | NL |  | P |  | P |  |  |  |  | F1
| 1 DAYNA LN , LAWRENCEVILLE, NJ, 08648-1583 | 08648-1583 | LAWRENCEVILLE |  |  |  |  | 40.3045 | '-74.75269139 |  | NL |  | C |  | P |  |  |  |  | F1
| 7 VILLAGE CT , LAWRENCEVILLE, NJ, 08648-5562 | 08648-5562 | LAWRENCEVILLE |  |  |  |  | 40.3003 | '-74.73268645 |  | NL |  | C |  | P |  |  |  |  | F1
| 19 TAMAR CT , LAWRENCEVILLE, NJ, 08648-1581 | 08648-1581 | LAWRENCEVILLE |  |  |  |  | 40.3004 | '-74.75009919 |  | NL |  | C |  | C |  |  |  |  | F1
| 5 VILLAGE CT , LAWRENCEVILLE, NJ, 08648-5562 | 08648-5562 | LAWRENCEVILLE |  |  |  |  | 40.3003 | '-74.7326169 |  | UL | N | UX |  | UX
| 2649 MAIN ST , LAWRENCEVILLE, NJ, 08648-1012 | 08648-1012 | LAWRENCEVILLE |  |  |  |  | 40.2972 | '-74.73037827 |  | NL |  | C |  | C |  |  |  |  | F1
| 1 VILLAGE CT , LAWRENCEVILLE, NJ, 08648-5562 | 08648-5562 | LAWRENCEVILLE |  |  |  |  | 40.3004 | '-74.73245707 |  | NL |  | C |  | C |  |  |  |  | F1
| 10 VILLAGE CT , LAWRENCEVILLE, NJ, 08648-5560 | 08648-5560 | LAWRENCEVILLE |  |  |  |  | 40.3006 | '-74.73329094 |  | NL |  | C |  | C |  |  |  |  | F1
| 10 DAYNA LN , LAWRENCEVILLE, NJ, 08648-1583 | 08648-1583 | LAWRENCEVILLE |  |  |  |  | 40.3038 | '-74.75382698 |  | NL |  | C |  | P |  |  |  |  | F1
| 18 DAYNA LN , LAWRENCEVILLE, NJ, 08648-1583 | 08648-1583 | LAWRENCEVILLE |  |  |  |  | 40.3028 | '-74.7528146 |  | NL |  | C |  | P |  |  |  |  | F1
| 74 TITUS AVE , LAWRENCEVILLE, NJ, 08648-1661 | 08648-1661 | LAWRENCEVILLE |  |  |  |  | 40.2989 | '-74.73623133 |  | NL |  | C |  | C |  |  |  |  | F1
| 79 DENOW RD , LAWRENCEVILLE, NJ, 08648-2002 | 08648-2002 | LAWRENCEVILLE |  |  |  |  | 40.2878 | '-74.74602333 |  | NL |  | C |  | P |  |  |  |  | F1
| 4 VILLAGE CT , LAWRENCEVILLE, NJ, 08648-5560 | 08648-5560 | LAWRENCEVILLE |  |  |  |  | 40.3008 | '-74.73297689 |  | NL |  | C |  | C |  |  |  |  | F1
| 8 VILLAGE CT , LAWRENCEVILLE, NJ, 08648-5560 | 08648-5560 | LAWRENCEVILLE |  |  |  |  | 40.3007 | '-74.73318685 |  | NL |  | C |  | C |  |  |  |  | F1
| 2667 MAIN ST APT A, LAWRENCEVILLE, NJ, 08648-1021 | 08648-1021 | LAWRENCEVILLE |  |  |  |  | 40.2977 | '-74.7298301 |  | UL | N | UX |  | UX
| 2667 MAIN ST , LAWRENCEVILLE, NJ, 08648 | 08648 | LAWRENCEVILLE |  |  |  |  | 40.2977 | '-74.72984996 |  | UL | N | UX |  | UX
| 2667 MAIN ST , LAWRENCEVILLE, NJ, 08648 | 08648 | LAWRENCEVILLE |  |  |  |  | 40.2978 | '-74.72976171 |  | UL | N | UX |  | UX
| 2667 MAIN , LAWRENCEVILLE, NJ, 08648 | 08648 | LAWRENCEVILLE |  |  |  |  | 40.2978 | '-74.72979032 |  | UL | N | UX |  | UX
| 97 DENOW RD , LAWRENCEVILLE, NJ, 08648-2002 | 08648-2002 | LAWRENCEVILLE |  |  |  |  | 40.2884 | '-74.74872915 |  | NL |  | C |  | C |  |  |  |  | F1
| 63 CRAVEN LN , LAWRENCEVILLE, NJ, 08648-1636 | 08648-1636 | LAWRENCEVILLE |  |  |  |  | 40.3 | '-74.73613551 |  | NL |  | C |  | C |  |  |  |  | F1
| 17 DAYNA LN , LAWRENCEVILLE, NJ, 08648-1583 | 08648-1583 | LAWRENCEVILLE |  |  |  |  | 40.3032 | '-74.75191983 |  | NL |  | C |  | P |  |  |  |  | F1
| 2931 MAIN ST , LAWRENCEVILLE, NJ, 08648-5540 | 08648-5540 | LAWRENCEVILLE |  |  |  |  | 40.3052 | '-74.72314923 |  | NL |  | C |  | C |  |  |  |  | F1
| 9 EDGEHILL AVE , LAWRENCEVILLE, NJ, 08648-1621 | 08648-1621 | LAWRENCEVILLE |  |  |  |  | 40.2962 | '-74.73432804 |  | NL |  | C |  | C |  |  |  |  | F1
| 6 ERIC CT , LAWRENCEVILLE, NJ, 08648-1550 | 08648-1550 | LAWRENCEVILLE |  |  |  |  | 40.294 | '-74.75217815 |  | NL |  | C |  | C |  |  |  |  | F1
| 3 DAYNA LN , LAWRENCEVILLE, NJ, 08648-1583 | 08648-1583 | LAWRENCEVILLE |  |  |  |  | 40.3042 | '-74.75292288 |  | NL |  | C |  | P |  |  |  |  | F1
| 99 DENOW RD , LAWRENCEVILLE, NJ, 08648-2002 | 08648-2002 | LAWRENCEVILLE |  |  |  |  | 40.2883 | '-74.7490419 |  | UL | N | C |  | UX |  |  |  |  | F1
| 101 BERGEN ST , LAWRENCEVILLE, NJ, 08648-1485 | 08648-1485 | LAWRENCEVILLE |  |  |  |  | 40.2972 | '-74.74191936 |  | NL |  | C |  | C |  |  |  |  | F1
| 3 VILLAGE CT , LAWRENCEVILLE, NJ, 08648-5562 | 08648-5562 | LAWRENCEVILLE |  |  |  |  | 40.3004 | '-74.73253407 |  | NL |  | C |  | P |  |  |  |  | F1
| 27 CARLA WAY , LAWRENCEVILLE, NJ, 08648-1575 | 08648-1575 | LAWRENCEVILLE |  |  |  |  | 40.2886 | '-74.75236502 |  | NL |  | C |  | P |  |  |  |  | F1
| 18 W LONG DR , LAWRENCEVILLE, NJ, 08648-2710 | 08648-2710 | LAWRENCEVILLE |  |  |  |  | 40.2823 | '-74.73508211 |  | NL |  | C |  | P |  |  |  |  | F1
| 9 CARLA WAY , LAWRENCEVILLE, NJ, 08648-1575 | 08648-1575 | LAWRENCEVILLE |  |  |  |  | 40.289 | '-74.75129467 |  | NL |  | C |  | P |  |  |  |  | F1
| 11 CARLA WAY , LAWRENCEVILLE, NJ, 08648-1575 | 08648-1575 | LAWRENCEVILLE |  |  |  |  | 40.2893 | '-74.7512881 |  | NL |  | C |  | P |  |  |  |  | F1
| 17 WILLOW RD , LAWRENCEVILLE, NJ, 08648-1619 | 08648-1619 | LAWRENCEVILLE |  |  |  |  | 40.2923 | '-74.73672467 |  | G |  | G |  | G |  |  |  |  | F1
| 16 DAYNA LN , LAWRENCEVILLE, NJ, 08648-1583 | 08648-1583 | LAWRENCEVILLE |  |  |  |  | 40.3028 | '-74.75322606 |  | NL |  | C |  | C |  |  |  |  | F1
| 2 DAYNA LN , LAWRENCEVILLE, NJ, 08648-1583 | 08648-1583 | LAWRENCEVILLE |  |  |  |  | 40.3048 | '-74.75287038 |  | NL |  | C |  | P |  |  |  |  | F1
| 2761 MAIN ST , LAWRENCEVILLE, NJ, 08648-1037 | 08648-1037 | LAWRENCEVILLE |  |  |  |  | 40.3003 | '-74.72753605 |  | UL | N | UX |  | UX
| 16 CARLA WAY , LAWRENCEVILLE, NJ, 08648-1500 | 08648-1500 | LAWRENCEVILLE |  |  |  |  | 40.2898 | '-74.75177375 |  | NL |  | C |  | P |  |  |  |  | F1
| 170 FEDERAL CITY RD , LAWRENCEVILLE, NJ, 08648-1519 | 08648-1519 | LAWRENCEVILLE |  |  |  |  | 40.2956 | '-74.75346534 |  | NL |  | C |  | C |  |  |  |  | F1
| 157 FEDERAL CITY RD , LAWRENCEVILLE, NJ, 08648-1507 | 08648-1507 | LAWRENCEVILLE |  |  |  |  | 40.2937 | '-74.75476911 |  | NL |  | C |  | P |  |  |  |  | F1
| 31 CARLA WAY , LAWRENCEVILLE, NJ, 08648-1575 | 08648-1575 | LAWRENCEVILLE |  |  |  |  | 40.2884 | '-74.75194059 |  | NL |  | C |  | P |  |  |  |  | F1
| 2 MERION PL , LAWRENCEVILLE, NJ, 08648-1604 | 08648-1604 | LAWRENCEVILLE |  |  |  |  | 40.2945 | '-74.74036305 |  | NL |  | C |  | C |  |  |  |  | F1
| 10 CARLA WAY , LAWRENCEVILLE, NJ, 08648-1500 | 08648-1500 | LAWRENCEVILLE |  |  |  |  | 40.2894 | '-74.75095371 |  | NL |  | C |  | P |  |  |  |  | F1
| 32 CARLA WAY , LAWRENCEVILLE, NJ, 08648-1500 | 08648-1500 | LAWRENCEVILLE |  |  |  |  | 40.2882 | '-74.75240782 |  | NL |  | C |  | P |  |  |  |  | F1
| 33 WILLOW RD , LAWRENCEVILLE, NJ, 08648-1660 | 08648-1660 | LAWRENCEVILLE |  |  |  |  | 40.2931 | '-74.73570499 |  | UL | N | UX |  | UX
| 22 CARLA WAY , LAWRENCEVILLE, NJ, 08648-1500 | 08648-1500 | LAWRENCEVILLE |  |  |  |  | 40.2895 | '-74.75255023 |  | NL |  | C |  | P |  |  |  |  | F1
| 28 CARLA WAY , LAWRENCEVILLE, NJ, 08648-1500 | 08648-1500 | LAWRENCEVILLE |  |  |  |  | 40.2886 | '-74.75277409 |  | NL |  | C |  | C |  |  |  |  | F1
| 12 CARLA WAY , LAWRENCEVILLE, NJ, 08648-1500 | 08648-1500 | LAWRENCEVILLE |  |  |  |  | 40.2896 | '-74.75115204 |  | NL |  | C |  | C |  |  |  |  | F1
| 2 CARLA WAY , LAWRENCEVILLE, NJ, 08648-1500 | 08648-1500 | LAWRENCEVILLE |  |  |  |  | 40.2881 | '-74.75082464 |  | NL |  | C |  | P |  |  |  |  | F1
| 24 CARLA WAY , LAWRENCEVILLE, NJ, 08648-1500 | 08648-1500 | LAWRENCEVILLE |  |  |  |  | 40.2892 | '-74.75268063 |  | NL |  | C |  | P |  |  |  |  | F1
| 2633 MAIN ST , LAWRENCEVILLE, NJ, 08648 | 08648 | LAWRENCEVILLE |  |  |  |  | 40.2968 | '-74.73066431 |  | NL |  | P |  | P |  |  |  |  | F1
| 2633 MAIN ST , LAWRENCEVILLE, NJ, 08648 | 08648 | LAWRENCEVILLE |  |  |  |  | 40.2969 | '-74.73076718 |  | NL |  | P |  | P |  |  |  |  | F1
| 15 CARLA WAY , LAWRENCEVILLE, NJ, 08648-1575 | 08648-1575 | LAWRENCEVILLE |  |  |  |  | 40.2895 | '-74.75176318 |  | NL |  | C |  | P |  |  |  |  | F1
| 2 POINSETT DR , LAWRENCEVILLE, NJ, 08648-1578 | 08648-1578 | LAWRENCEVILLE |  |  |  |  | 40.3006 | '-74.74831444 |  | NL |  | C |  | P |  |  |  |  | F1
| 26 CARLA WAY , LAWRENCEVILLE, NJ, 08648-1500 | 08648-1500 | LAWRENCEVILLE |  |  |  |  | 40.2889 | '-74.75279684 |  | NL |  | C |  | P |  |  |  |  | F1
| 11 GREEN AVE , LAWRENCEVILLE, NJ, 08648-1623 | 08648-1623 | LAWRENCEVILLE |  |  |  |  | 40.2947 | '-74.7345466 |  | UL | N | UX |  | UX
| 30 CARLA WAY , LAWRENCEVILLE, NJ, 08648-1500 | 08648-1500 | LAWRENCEVILLE |  |  |  |  | 40.2884 | '-74.75265204 |  | NL |  | C |  | P |  |  |  |  | F1
| 14 CARLA WAY , LAWRENCEVILLE, NJ, 08648-1500 | 08648-1500 | LAWRENCEVILLE |  |  |  |  | 40.2898 | '-74.75146255 |  | NL |  | C |  | P |  |  |  |  | F1
| 34 CARLA WAY , LAWRENCEVILLE, NJ, 08648-1500 | 08648-1500 | LAWRENCEVILLE |  |  |  |  | 40.2881 | '-74.75210204 |  | NL |  | C |  | P |  |  |  |  | F1
| 23 CARLA WAY , LAWRENCEVILLE, NJ, 08648-1575 | 08648-1575 | LAWRENCEVILLE |  |  |  |  | 40.289 | '-74.75238403 |  | NL |  | C |  | P |  |  |  |  | F1
| 2633 MAIN ST , LAWRENCEVILLE, NJ, 08648 | 08648 | LAWRENCEVILLE |  |  |  |  | 40.2968 | '-74.73081369 |  | NL |  | P |  | P |  |  |  |  | F1
| 18 TAMAR CT , LAWRENCEVILLE, NJ, 08648-1580 | 08648-1580 | LAWRENCEVILLE |  |  |  |  | 40.3007 | '-74.75012891 |  | NL |  | C |  | P |  |  |  |  | F1
| 33 CARLA WAY , LAWRENCEVILLE, NJ, 08648-1575 | 08648-1575 | LAWRENCEVILLE |  |  |  |  | 40.2885 | '-74.75153319 |  | UL | N | UX |  | UX
| 19 CARLA WAY , LAWRENCEVILLE, NJ, 08648-1575 | 08648-1575 | LAWRENCEVILLE |  |  |  |  | 40.2892 | '-74.75228357 |  | NL |  | C |  | P |  |  |  |  | F1
| 38 CARLA WAY , LAWRENCEVILLE, NJ, 08648-1500 | 08648-1500 | LAWRENCEVILLE |  |  |  |  | 40.2882 | '-74.75140743 |  | NL |  | C |  | P |  |  |  |  | F1
| 20 CARLA WAY , LAWRENCEVILLE, NJ, 08648-1500 | 08648-1500 | LAWRENCEVILLE |  |  |  |  | 40.2897 | '-74.75241925 |  | NL |  | C |  | P |  |  |  |  | F1
| 9 GORDON AVE , LAWRENCEVILLE, NJ, 08648-1004 | 08648-1004 | LAWRENCEVILLE |  |  |  |  | 40.2985 | '-74.73012862 |  | NL |  | C |  | C |  |  |  |  | F1
| 8 CARLA WAY , LAWRENCEVILLE, NJ, 08648-1500 | 08648-1500 | LAWRENCEVILLE |  |  |  |  | 40.2892 | '-74.75085458 |  | NL |  | C |  | P |  |  |  |  | F1
| 4 CARLA WAY , LAWRENCEVILLE, NJ, 08648-1500 | 08648-1500 | LAWRENCEVILLE |  |  |  |  | 40.2884 | '-74.75098548 |  | NL |  | C |  | P |  |  |  |  | F1
| 18 CARLA WAY , LAWRENCEVILLE, NJ, 08648-1500 | 08648-1500 | LAWRENCEVILLE |  |  |  |  | 40.29 | '-74.75223435 |  | NL |  | C |  | C |  |  |  |  | F1
| 2633 MAIN ST STE 202, LAWRENCEVILLE, NJ, 08648-1086 | 08648-1086 | LAWRENCEVILLE |  |  |  |  | 40.2968 | '-74.73070709 |  | NL |  | P |  | P |  |  |  |  | F1
| 222 FEDERAL CITY RD , LAWRENCEVILLE, NJ, 08648-1510 | 08648-1510 | LAWRENCEVILLE |  |  |  |  | 40.3022 | '-74.75105276 |  | NL |  | O | DUCTILE IRON | P |  |  |  |  | F1
| 36 CARLA WAY , LAWRENCEVILLE, NJ, 08648-1500 | 08648-1500 | LAWRENCEVILLE |  |  |  |  | 40.2881 | '-74.75172765 |  | NL |  | C |  | P |  |  |  |  | F1
| 6 CARLA WAY , LAWRENCEVILLE, NJ, 08648-1500 | 08648-1500 | LAWRENCEVILLE |  |  |  |  | 40.2888 | '-74.75092842 |  | NL |  | C |  | P |  |  |  |  | F1
| 2 OWLS WAY , LAWRENCEVILLE, NJ, 08648-1464 | 08648-1464 | LAWRENCEVILLE |  |  |  |  | 40.2937 | '-74.74092844 |  | UL | N | UX |  | UX
| 39 A MANNING LN , LAWRENCEVILLE, NJ, 08648 | 08648 | LAWRENCEVILLE |  |  |  |  | 40.3011 | '-74.73150127 |  | NL |  | P |  | P |  |  |  |  | F1
| 39B MANNING LN , LAWRENCEVILLE, NJ, 08648 | 08648 | LAWRENCEVILLE |  |  |  |  | 40.3012 | '-74.73149148 |  | NL |  | P |  | P |  |  |  |  | F1
| 52 TITUS AVE , LAWRENCEVILLE, NJ, 08648-1661 | 08648-1661 | LAWRENCEVILLE |  |  |  |  | 40.2977 | '-74.73491701 |  | NL |  | C |  | C |  |  |  |  | F1
| 220 FEDERAL CITY RD , LAWRENCEVILLE, NJ, 08648-1510 | 08648-1510 | LAWRENCEVILLE |  |  |  |  | 40.3019 | '-74.75111112 |  | NL |  | C |  | P |  |  |  |  | F1
| 50 GORDON AVE , LAWRENCEVILLE, NJ, 08648-5549 | 08648-5549 | LAWRENCEVILLE |  |  |  |  | 40.3006 | '-74.73204692 |  | NL |  | C |  | P |  |  |  |  | F1
| 106 DENOW RD , LAWRENCEVILLE, NJ, 08648-1572 | 08648-1572 | LAWRENCEVILLE |  |  |  |  | 40.2883 | '-74.75015185 |  | NL |  | C |  | C |  |  |  |  | F1
| 48 GORDON AVE , LAWRENCEVILLE, NJ, 08648-5549 | 08648-5549 | LAWRENCEVILLE |  |  |  |  | 40.3005 | '-74.73195784 |  | NL |  | C |  | C |  |  |  |  | F1
| 32 W CHURCH RD , LAWRENCEVILLE, NJ, 08648-2708 | 08648-2708 | LAWRENCEVILLE |  |  |  |  | 40.2854 | '-74.73790408 |  | UL | N | C |  | UX |  |  |  |  | F1
| 129 DENOW RD , LAWRENCEVILLE, NJ, 08648-1503 | 08648-1503 | LAWRENCEVILLE |  |  |  |  | 40.2885 | '-74.75570706 |  | NL |  | C |  | C |  |  |  |  | F1
| 82 LAWRPENN RD , LAWRENCEVILLE, NJ, 08648 | 08648 | LAWRENCEVILLE |  |  |  |  | 40.2941 | '-74.74020009 |  | NL |  | C |  | P |  |  |  |  | F1
| 8 GORDON AVE FL 1, LAWRENCEVILLE, NJ, 08648-1005 | 08648-1005 | LAWRENCEVILLE |  |  |  |  | 40.2845 | '-74.73540308 |  | NL |  | C |  | C |  |  |  |  | F1
| 18A COLD SOIL RD , LAWRENCEVILLE, NJ, 08648 | 08648 | LAWRENCEVILLE |  |  |  |  | 40.3028 | '-74.72672119 |  | NL |  | C |  | P |  |  |  |  | F1
| 11 EVANS LN , LAWRENCEVILLE, NJ, 08648-1585 | 08648-1585 | LAWRENCEVILLE |  |  |  |  | 40.2927 | '-74.75328052 |  | UL | N | UX |  | P |  |  |  |  | F1
| 16 WINTHROP RD , LAWRENCEVILLE, NJ, 08648-1545 | 08648-1545 | LAWRENCEVILLE |  |  |  |  | 40.297 | '-74.75149866 |  | NL |  | C |  | C |  |  |  |  | F1
| 25 EVANS LN , LAWRENCEVILLE, NJ, 08648-1585 | 08648-1585 | LAWRENCEVILLE |  |  |  |  | 40.2914 | '-74.75254424 |  | NL |  | C |  | P |  |  |  |  | F1
| 17 EVANS LN , LAWRENCEVILLE, NJ, 08648-1585 | 08648-1585 | LAWRENCEVILLE |  |  |  |  | 40.2924 | '-74.75225186 |  | NL |  | C |  | P |  |  |  |  | F1
| 38 GORDON AVE APT 1, LAWRENCEVILLE, NJ, 08648-5500 | 08648-5500 | LAWRENCEVILLE |  |  |  |  | 40.3002 | '-74.73127133 |  | NL |  | C |  | C |  |  |  |  | F1
| 65 CRAVEN LN , LAWRENCEVILLE, NJ, 08648-1636 | 08648-1636 | LAWRENCEVILLE |  |  |  |  | 40.3004 | '-74.73644487 |  | UL | N | UX |  | P |  |  |  |  | F1
| 21 EVANS LN , LAWRENCEVILLE, NJ, 08648-1585 | 08648-1585 | LAWRENCEVILLE |  |  |  |  | 40.2919 | '-74.75222 |  | NL |  | C |  | P |  |  |  |  | F1
| 24 EVANS LN , LAWRENCEVILLE, NJ, 08648-1585 | 08648-1585 | LAWRENCEVILLE |  |  |  |  | 40.2911 | '-74.7530013 |  | NL |  | C |  | P |  |  |  |  | F1
| 2641 MAIN ST , LAWRENCEVILLE, NJ, 08648-1012 | 08648-1012 | LAWRENCEVILLE |  |  |  |  | 40.2971 | '-74.73049814 |  | NL |  | C |  | C |  |  |  |  | F1
| 19 EVANS LN , LAWRENCEVILLE, NJ, 08648-1585 | 08648-1585 | LAWRENCEVILLE |  |  |  |  | 40.2922 | '-74.75211237 |  | NL |  | C |  | P |  |  |  |  | F1
| 22 EVANS LN , LAWRENCEVILLE, NJ, 08648-1585 | 08648-1585 | LAWRENCEVILLE |  |  |  |  | 40.2913 | '-74.75324507 |  | NL |  | C |  | P |  |  |  |  | F1
| 27 EVANS LN , LAWRENCEVILLE, NJ, 08648-1585 | 08648-1585 | LAWRENCEVILLE |  |  |  |  | 40.2911 | '-74.75265886 |  | NL |  | C |  | C |  |  |  |  | F1
| 1 GRANDVIEW AVE , LAWRENCEVILLE, NJ, 08648-1006 | 08648-1006 | LAWRENCEVILLE |  |  |  |  | 40.3057 | '-74.72382675 |  | NL |  | C |  | C |  |  |  |  | F1
| 26B GORDON AVE , LAWRENCEVILLE, NJ, 08648-1033 | 08648-1033 | LAWRENCEVILLE |  |  |  |  | 40.2996 | '-74.73090989 |  | NL |  | C |  | C |  |  |  |  | F1
| MUNICIPAL SQ , LAWRENCEVILLE, NJ, 08648 | 08648 | LAWRENCEVILLE |  |  |  |  | 40.3072 | '-74.74484927 |  | UL | N | UX |  | UX
| 13 EVANS LN , LAWRENCEVILLE, NJ, 08648-1585 | 08648-1585 | LAWRENCEVILLE |  |  |  |  | 40.2926 | '-74.75292663 |  | NL |  | C |  | P |  |  |  |  | F1
| 10 EVANS LN , LAWRENCEVILLE, NJ, 08648-1585 | 08648-1585 | LAWRENCEVILLE |  |  |  |  | 40.2923 | '-74.75348774 |  | NL |  | C |  | C |  |  |  |  | F1
| 20 EVANS LN , LAWRENCEVILLE, NJ, 08648-1585 | 08648-1585 | LAWRENCEVILLE |  |  |  |  | 40.2915 | '-74.75313766 |  | NL |  | C |  | P |  |  |  |  | F1
| 162 FEDERAL CITY RD , LAWRENCEVILLE, NJ, 08648-1519 | 08648-1519 | LAWRENCEVILLE |  |  |  |  | 40.2946 | '-74.75381908 |  | NL |  | C |  | C |  |  |  |  | F1
| 23 EVANS LN , LAWRENCEVILLE, NJ, 08648-1585 | 08648-1585 | LAWRENCEVILLE |  |  |  |  | 40.2917 | '-74.75238217 |  | NL |  | C |  | P |  |  |  |  | F1
| 15 EVANS LN , LAWRENCEVILLE, NJ, 08648-1585 | 08648-1585 | LAWRENCEVILLE |  |  |  |  | 40.2926 | '-74.75253385 |  | NL |  | C |  | C |  |  |  |  | F1
| 16 EVANS LN , LAWRENCEVILLE, NJ, 08648-1585 | 08648-1585 | LAWRENCEVILLE |  |  |  |  | 40.2923 | '-74.75273554 |  | UL | N | UX |  | UX
| 9 TITUS AVE , LAWRENCEVILLE, NJ, 08648-1625 | 08648-1625 | LAWRENCEVILLE |  |  |  |  | 40.2956 | '-74.73293379 |  | NL |  | C |  | C |  |  |  |  | F1
| 35 MANNING LN , LAWRENCEVILLE, NJ, 08648-1018 | 08648-1018 | LAWRENCEVILLE |  |  |  |  | 40.3003 | '-74.73057991 |  | UL | N | UX |  | UX
| 3 POLONIA AVE , LAWRENCEVILLE, NJ, 08648-2000 | 08648-2000 | LAWRENCEVILLE |  |  |  |  | 40.2893 | '-74.73798683 |  | NL |  | C |  | C |  |  |  |  | F1
| 7 POLONIA AVE , LAWRENCEVILLE, NJ, 08648-2000 | 08648-2000 | LAWRENCEVILLE |  |  |  |  | 40.2898 | '-74.73831823 |  | NL |  | C |  | P |  |  |  |  | F1
| 1 POLONIA AVE , LAWRENCEVILLE, NJ, 08648-2000 | 08648-2000 | LAWRENCEVILLE |  |  |  |  | 40.2891 | '-74.73774049 |  | UL | N | UX |  | UX
| 9 POLONIA AVE , LAWRENCEVILLE, NJ, 08648-2000 | 08648-2000 | LAWRENCEVILLE |  |  |  |  | 40.29 | '-74.73826987 |  | NL |  | C |  | C |  |  |  |  | F1
| 11 POLONIA AVE , LAWRENCEVILLE, NJ, 08648-2000 | 08648-2000 | LAWRENCEVILLE |  |  |  |  | 40.2902 | '-74.73821703 |  | NL |  | C |  | C |  |  |  |  | F1
| 10 POLONIA AVE , LAWRENCEVILLE, NJ, 08648-2000 | 08648-2000 | LAWRENCEVILLE |  |  |  |  | 40.2902 | '-74.73761576 |  | UL | N | UX |  | UX
| 8 POLONIA AVE , LAWRENCEVILLE, NJ, 08648-2000 | 08648-2000 | LAWRENCEVILLE |  |  |  |  | 40.29 | '-74.73762254 |  | NL |  | C |  | C |  |  |  |  | F1
| 160 LAWRPENN RD UNIT 8B, LAWRENCEVILLE, NJ, 08648 | 08648 | LAWRENCEVILLE |  |  |  |  | 40.3029 | '-74.74969289 |  | NL |  | O | BLACK IRON | C |  |  |  |  | F1
| 15 CRAVEN LN , LAWRENCEVILLE, NJ, 08648-1609 | 08648-1609 | LAWRENCEVILLE |  |  |  |  | 40.2967 | '-74.73222401 |  | NL |  | C |  | C |  |  |  |  | F1
| 86 SCHINDLER CT , LAWRENCEVILLE, NJ, 08648-2578 | 08648-2578 | LAWRENCEVILLE |  |  |  |  | 40.2899 | '-74.756494 |  | NL |  | C |  | C |  |  |  |  | F1
| 76 SCHINDLER CT , LAWRENCEVILLE, NJ, 08648-2578 | 08648-2578 | LAWRENCEVILLE |  |  |  |  | 40.2902 | '-74.7561626 |  | NL |  | C |  | C |  |  |  |  | F1
| 8 SCHINDLER CT , LAWRENCEVILLE, NJ, 08648-2579 | 08648-2579 | LAWRENCEVILLE |  |  |  |  | 40.2897 | '-74.75544368 |  | NL |  | C |  | C |  |  |  |  | F1
| 4 SCHINDLER CT , LAWRENCEVILLE, NJ, 08648-2579 | 08648-2579 | LAWRENCEVILLE |  |  |  |  | 40.2896 | '-74.75557911 |  | NL |  | C |  | C |  |  |  |  | F1
| 10 SCHINDLER CT , LAWRENCEVILLE, NJ, 08648-2579 | 08648-2579 | LAWRENCEVILLE |  |  |  |  | 40.2898 | '-74.75537797 |  | NL |  | C |  | C |  |  |  |  | F1
| 15 POLONIA AVE , LAWRENCEVILLE, NJ, 08648-2000 | 08648-2000 | LAWRENCEVILLE |  |  |  |  | 40.2904 | '-74.73799666 |  | NL |  | C |  | C |  |  |  |  | F1
| 6 SCHINDLER CT , LAWRENCEVILLE, NJ, 08648-2579 | 08648-2579 | LAWRENCEVILLE |  |  |  |  | 40.2896 | '-74.7555072 |  | NL |  | C |  | C |  |  |  |  | F1
| 12 SCHINDLER CT , LAWRENCEVILLE, NJ, 08648-2579 | 08648-2579 | LAWRENCEVILLE |  |  |  |  | 40.2898 | '-74.75531813 |  | NL |  | C |  | C |  |  |  |  | F1
| 96 TITUS AVE , LAWRENCEVILLE, NJ, 08648-1661 | 08648-1661 | LAWRENCEVILLE |  |  |  |  | 40.3001 | '-74.73757332 |  | UL | N | UX |  | UX
| 78 SCHINDLER CT , LAWRENCEVILLE, NJ, 08648-2578 | 08648-2578 | LAWRENCEVILLE |  |  |  |  | 40.2902 | '-74.75622962 |  | UL | N | C |  | UX |  |  |  |  | F1
| 3 GRANDVIEW AVE , LAWRENCEVILLE, NJ, 08648-1006 | 08648-1006 | LAWRENCEVILLE |  |  |  |  | 40.3059 | '-74.72362945 |  | G |  | C |  | G |  |  |  |  | F1
| 13 GREENWOOD AVE , LAWRENCEVILLE, NJ, 08648-1008 | 08648-1008 | LAWRENCEVILLE |  |  |  |  | 40.3055 | '-74.72424486 |  | NL |  | C |  | C |  |  |  |  | F1
| 80 SCHINDLER CT , LAWRENCEVILLE, NJ, 08648-2578 | 08648-2578 | LAWRENCEVILLE |  |  |  |  | 40.2901 | '-74.75629945 |  | NL |  | C |  | C |  |  |  |  | F1
| SCHINDLER , LAWRENCEVILLE, NJ, 08648 | 08648 | LAWRENCEVILLE |  |  |  |  | 40.2909 | '-74.75447374 |  | NL |  | P |  | P |  |  |  |  | F1
| 74 SCHINDLER CT , LAWRENCEVILLE, NJ, 08648-2578 | 08648-2578 | LAWRENCEVILLE |  |  |  |  | 40.2904 | '-74.75601647 |  | NL |  | C |  | C |  |  |  |  | F1
| 84 SCHINDLER CT , LAWRENCEVILLE, NJ, 08648-2578 | 08648-2578 | LAWRENCEVILLE |  |  |  |  | 40.29 | '-74.75642699 |  | NL |  | C |  | C |  |  |  |  | F1
| 2 SCHINDLER CT , LAWRENCEVILLE, NJ, 08648-2579 | 08648-2579 | LAWRENCEVILLE |  |  |  |  | 40.2895 | '-74.75564452 |  | NL |  | O | NOT LEAD | O | NOT LEAD
| 160 FEDERAL CITY RD , LAWRENCEVILLE, NJ, 08648-1519 | 08648-1519 | LAWRENCEVILLE |  |  |  |  | 40.2939 | '-74.75399422 |  | NL |  | C |  | C |  |  |  |  | F1
| 82 SCHINDLER CT , LAWRENCEVILLE, NJ, 08648-2578 | 08648-2578 | LAWRENCEVILLE |  |  |  |  | 40.29 | '-74.75636465 |  | UL | N | UX |  | P |  |  |  |  | F1
| VILLAGE CARVER PL , LAWRENCEVILLE, NJ, 08648 | 08648 | LAWRENCEVILLE |  |  |  |  | 40.3074 | '-74.74569538 |  | NL |  | C |  | C |  |  |  |  | F1
| 54 SCHINDLER CT , LAWRENCEVILLE, NJ, 08648-2578 | 08648-2578 | LAWRENCEVILLE |  |  |  |  | 40.2911 | '-74.75526422 |  | UL | N | UX |  | UX
| 3 OWLS WAY , LAWRENCEVILLE, NJ, 08648-1464 | 08648-1464 | LAWRENCEVILLE |  |  |  |  | 40.293 | '-74.74106568 |  | NL |  | C |  | P |  |  |  |  | F1
| 2805 MAIN ST , LAWRENCEVILLE, NJ, 08648-1016 | 08648-1016 | LAWRENCEVILLE |  |  |  |  | 40.3017 | '-74.72634267 |  | G |  | C |  | G |  |  |  |  | F1
| 52 SCHINDLER CT , LAWRENCEVILLE, NJ, 08648-2578 | 08648-2578 | LAWRENCEVILLE |  |  |  |  | 40.2911 | '-74.75519054 |  | NL |  | C |  | C |  |  |  |  | F1
| 56 SCHINDLER CT , LAWRENCEVILLE, NJ, 08648-2578 | 08648-2578 | LAWRENCEVILLE |  |  |  |  | 40.2913 | '-74.75528573 |  | NL |  | C |  | C |  |  |  |  | F1
| 62 SCHINDLER CT , LAWRENCEVILLE, NJ, 08648-2578 | 08648-2578 | LAWRENCEVILLE |  |  |  |  | 40.2908 | '-74.75551965 |  | NL |  | C |  | C |  |  |  |  | F1
| 66 SCHINDLER CT , LAWRENCEVILLE, NJ, 08648-2578 | 08648-2578 | LAWRENCEVILLE |  |  |  |  | 40.2906 | '-74.7557476 |  | NL |  | C |  | C |  |  |  |  | F1
| 44 SCHINDLER CT , LAWRENCEVILLE, NJ, 08648-2578 | 08648-2578 | LAWRENCEVILLE |  |  |  |  | 40.2911 | '-74.75451341 |  | UL | N | UX |  | UX
| 50 SCHINDLER CT , LAWRENCEVILLE, NJ, 08648-2578 | 08648-2578 | LAWRENCEVILLE |  |  |  |  | 40.2912 | '-74.75479754 |  | NL |  | C |  | C |  |  |  |  | F1
| 46 SCHINDLER CT , LAWRENCEVILLE, NJ, 08648-2578 | 08648-2578 | LAWRENCEVILLE |  |  |  |  | 40.2911 | '-74.75460608 |  | NL |  | C |  | C |  |  |  |  | F1
| 64 SCHINDLER CT , LAWRENCEVILLE, NJ, 08648-2578 | 08648-2578 | LAWRENCEVILLE |  |  |  |  | 40.2907 | '-74.75567082 |  | NL |  | C |  | C |  |  |  |  | F1
| 70 SCHINDLER CT , LAWRENCEVILLE, NJ, 08648-2578 | 08648-2578 | LAWRENCEVILLE |  |  |  |  | 40.2905 | '-74.75587961 |  | UL | N | UX |  | UX
| 4 OWLS WAY , LAWRENCEVILLE, NJ, 08648-1464 | 08648-1464 | LAWRENCEVILLE |  |  |  |  | 40.293 | '-74.74197407 |  | NL |  | P |  | P |  |  |  |  | F1
| 37 W LONG DR , LAWRENCEVILLE, NJ, 08648-2709 | 08648-2709 | LAWRENCEVILLE |  |  |  |  | 40.2825 | '-74.73863675 |  | NL |  | C |  | C |  |  |  |  | F1
| SCHINDLER CT , LAWRENCEVILLE, NJ, 08648 | 08648 | LAWRENCEVILLE |  |  |  |  | 40.2909 | '-74.75451612 |  | NL |  | P |  | P |  |  |  |  | F1
| 42 SCHINDLER CT , LAWRENCEVILLE, NJ, 08648-2578 | 08648-2578 | LAWRENCEVILLE |  |  |  |  | 40.291 | '-74.75431025 |  | NL |  | C |  | C |  |  |  |  | F1
| 38 SCHINDLER CT , LAWRENCEVILLE, NJ, 08648-2579 | 08648-2579 | LAWRENCEVILLE |  |  |  |  | 40.2909 | '-74.75413938 |  | NL |  | C |  | C |  |  |  |  | F1
| 34 SCHINDLER CT , LAWRENCEVILLE, NJ, 08648-2579 | 08648-2579 | LAWRENCEVILLE |  |  |  |  | 40.2907 | '-74.75440835 |  | NL |  | C |  | C |  |  |  |  | F1
| 40 SCHINDLER CT , LAWRENCEVILLE, NJ, 08648-2578 | 08648-2578 | LAWRENCEVILLE |  |  |  |  | 40.2909 | '-74.75422574 |  | NL |  | C |  | C |  |  |  |  | F1
| 60 SCHINDLER CT , LAWRENCEVILLE, NJ, 08648-2578 | 08648-2578 | LAWRENCEVILLE |  |  |  |  | 40.2909 | '-74.75545828 |  | NL |  | C |  | C |  |  |  |  | F1
| 72 SCHINDLER CT , LAWRENCEVILLE, NJ, 08648-2578 | 08648-2578 | LAWRENCEVILLE |  |  |  |  | 40.2904 | '-74.75594292 |  | NL |  | C |  | C |  |  |  |  | F1
| 36 SCHINDLER CT , LAWRENCEVILLE, NJ, 08648-2579 | 08648-2579 | LAWRENCEVILLE |  |  |  |  | 40.2908 | '-74.75405453 |  | NL |  | C |  | C |  |  |  |  | F1
| 30 SCHINDLER CT , LAWRENCEVILLE, NJ, 08648-2579 | 08648-2579 | LAWRENCEVILLE |  |  |  |  | 40.2905 | '-74.7545287 |  | NL |  | C |  | C |  |  |  |  | F1
| 68 SCHINDLER CT , LAWRENCEVILLE, NJ, 08648-2578 | 08648-2578 | LAWRENCEVILLE |  |  |  |  | 40.2905 | '-74.75581222 |  | NL |  | C |  | C |  |  |  |  | F1
| 51 GREEN AVE , LAWRENCEVILLE, NJ, 08648-1623 | 08648-1623 | LAWRENCEVILLE |  |  |  |  | 40.2967 | '-74.73685973 |  | UL | N | UX |  | UX
| 32 SCHINDLER CT , LAWRENCEVILLE, NJ, 08648-2579 | 08648-2579 | LAWRENCEVILLE |  |  |  |  | 40.2906 | '-74.75446292 |  | NL |  | C |  | C |  |  |  |  | F1
| 22 SCHINDLER CT , LAWRENCEVILLE, NJ, 08648-2579 | 08648-2579 | LAWRENCEVILLE |  |  |  |  | 40.2902 | '-74.75489272 |  | NL |  | C |  | C |  |  |  |  | F1
| 24 SCHINDLER CT , LAWRENCEVILLE, NJ, 08648-2579 | 08648-2579 | LAWRENCEVILLE |  |  |  |  | 40.2904 | '-74.7547387 |  | NL |  | C |  | C |  |  |  |  | F1
| 20 SCHINDLER CT , LAWRENCEVILLE, NJ, 08648-2579 | 08648-2579 | LAWRENCEVILLE |  |  |  |  | 40.2902 | '-74.75495971 |  | NL |  | C |  | C |  |  |  |  | F1
| 18 SCHINDLER CT , LAWRENCEVILLE, NJ, 08648-2579 | 08648-2579 | LAWRENCEVILLE |  |  |  |  | 40.2901 | '-74.75502041 |  | NL |  | C |  | C |  |  |  |  | F1
| 16 SCHINDLER CT , LAWRENCEVILLE, NJ, 08648-2579 | 08648-2579 | LAWRENCEVILLE |  |  |  |  | 40.29 | '-74.75508583 |  | UL | N | C |  | UX |  |  |  |  | F1
| 58 SCHINDLER CT , LAWRENCEVILLE, NJ, 08648-2578 | 08648-2578 | LAWRENCEVILLE |  |  |  |  | 40.2909 | '-74.755398 |  | NL |  | C |  | C |  |  |  |  | F1
| 28 SCHINDLER CT , LAWRENCEVILLE, NJ, 08648-2579 | 08648-2579 | LAWRENCEVILLE |  |  |  |  | 40.2905 | '-74.75460301 |  | NL |  | C |  | C |  |  |  |  | F1
| 5 VENTANA CT , LAWRENCEVILLE, NJ, 08648-2580 | 08648-2580 | LAWRENCEVILLE |  |  |  |  | 40.2898 | '-74.75617301 |  | NL |  | C |  | C |  |  |  |  | F1
| 32 GORDON AVE , LAWRENCEVILLE, NJ, 08648-1033 | 08648-1033 | LAWRENCEVILLE |  |  |  |  | 40.2997 | '-74.73111293 |  | NL |  | C |  | C |  |  |  |  | F1
| 2789 MAIN ST , LAWRENCEVILLE, NJ, 08648-1037 | 08648-1037 | LAWRENCEVILLE |  |  |  |  | 40.3012 | '-74.72670856 |  | NL |  | C |  | C |  |  |  |  | F1
| 30 GORDON AVE , LAWRENCEVILLE, NJ, 08648-1033 | 08648-1033 | LAWRENCEVILLE |  |  |  |  | 40.2998 | '-74.73117398 |  | NL |  | C |  | C |  |  |  |  | F1
| 4 ALLURA CT , LAWRENCEVILLE, NJ, 08648-2581 | 08648-2581 | LAWRENCEVILLE |  |  |  |  | 40.2903 | '-74.7554511 |  | NL |  | C |  | C |  |  |  |  | F1
| 5 RIVIERA CT , LAWRENCEVILLE, NJ, 08648-2582 | 08648-2582 | LAWRENCEVILLE |  |  |  |  | 40.2906 | '-74.75527232 |  | NL |  | C |  | C |  |  |  |  | F1
| 1 RIVIERA CT , LAWRENCEVILLE, NJ, 08648-2582 | 08648-2582 | LAWRENCEVILLE |  |  |  |  | 40.2905 | '-74.75509815 |  | NL |  | C |  | C |  |  |  |  | F1
| 14 SCHINDLER CT , LAWRENCEVILLE, NJ, 08648-2579 | 08648-2579 | LAWRENCEVILLE |  |  |  |  | 40.29 | '-74.75516527 |  | NL |  | C |  | C |  |  |  |  | F1
| 26 SCHINDLER CT , LAWRENCEVILLE, NJ, 08648-2579 | 08648-2579 | LAWRENCEVILLE |  |  |  |  | 40.2904 | '-74.75466666 |  | NL |  | C |  | C |  |  |  |  | F1
| 28 TAMAR CT , LAWRENCEVILLE, NJ, 08648-1582 | 08648-1582 | LAWRENCEVILLE |  |  |  |  | 40.2996 | '-74.74791231 |  | NL |  | C |  | C |  |  |  |  | F1
| 3 VENTANA CT , LAWRENCEVILLE, NJ, 08648-2580 | 08648-2580 | LAWRENCEVILLE |  |  |  |  | 40.2897 | '-74.75609216 |  | NL |  | C |  | C |  |  |  |  | F1
| 3 RIVIERA CT , LAWRENCEVILLE, NJ, 08648-2582 | 08648-2582 | LAWRENCEVILLE |  |  |  |  | 40.2905 | '-74.75518524 |  | NL |  | C |  | C |  |  |  |  | F1
| 2 ALLURA CT , LAWRENCEVILLE, NJ, 08648-2581 | 08648-2581 | LAWRENCEVILLE |  |  |  |  | 40.2902 | '-74.75536669 |  | NL |  | C |  | C |  |  |  |  | F1
| 21 GREENWOOD AVE , LAWRENCEVILLE, NJ, 08648-1008 | 08648-1008 | LAWRENCEVILLE |  |  |  |  | 40.3061 | '-74.72532107 |  | UL | N | UX |  | UX
| 48 SCHINDLER CT , LAWRENCEVILLE, NJ, 08648-2578 | 08648-2578 | LAWRENCEVILLE |  |  |  |  | 40.2911 | '-74.75470118 |  | NL |  | C |  | C |  |  |  |  | F1
| 29 TAMAR CT , LAWRENCEVILLE, NJ, 08648-1581 | 08648-1581 | LAWRENCEVILLE |  |  |  |  | 40.2991 | '-74.74829295 |  | NL |  | C |  | C |  |  |  |  | F1
| 1 VENTANA CT , LAWRENCEVILLE, NJ, 08648-2580 | 08648-2580 | LAWRENCEVILLE |  |  |  |  | 40.2897 | '-74.75600976 |  | NL |  | C |  | C |  |  |  |  | F1
| 26 TAMAR CT , LAWRENCEVILLE, NJ, 08648-1582 | 08648-1582 | LAWRENCEVILLE |  |  |  |  | 40.2993 | '-74.74888213 |  | NL |  | C |  | C |  |  |  |  | F1
| 6 ALLURA CT , LAWRENCEVILLE, NJ, 08648-2581 | 08648-2581 | LAWRENCEVILLE |  |  |  |  | 40.2903 | '-74.75552836 |  | NL |  | C |  | C |  |  |  |  | F1
| SCHINDLER , LAWRENCEVILLE, NJ, 08648 | 08648 | LAWRENCEVILLE |  |  |  |  | 40.2909 | '-74.75444131 |  | NL |  | P |  | P |  |  |  |  | F1
| 2467 MAIN ST , LAWRENCEVILLE, NJ, 08648-1634 | 08648-1634 | LAWRENCEVILLE |  |  |  |  | 40.2915 | '-74.73429548 |  | G |  | G |  | G |  |  |  |  | F1
| 17 MANNING LN , LAWRENCEVILLE, NJ, 08648-1018 | 08648-1018 | LAWRENCEVILLE |  |  |  |  | 40.3002 | '-74.72885146 |  | UL | N | UX |  | UX
| 11 HENDRICKSON RD , LAWRENCEVILLE, NJ, 08648-1613 | 08648-1613 | LAWRENCEVILLE |  |  |  |  | 40.2922 | '-74.73518153 |  | NL |  | C |  | C |  |  |  |  | F1
| 15 GREENWOOD AVE , LAWRENCEVILLE, NJ, 08648-1008 | 08648-1008 | LAWRENCEVILLE |  |  |  |  | 40.3056 | '-74.72440222 |  | UL | N | UX |  | UX
| 7 MAPLE AVE , LAWRENCEVILLE, NJ, 08648-1020 | 08648-1020 | LAWRENCEVILLE |  |  |  |  | 40.3066 | '-74.7239133 |  | NL |  | C |  | C |  |  |  |  | F1
| 33 TITUS AVE , LAWRENCEVILLE, NJ, 08648-1647 | 08648-1647 | LAWRENCEVILLE |  |  |  |  | 40.2968 | '-74.73430447 |  | NL |  | C |  | C |  |  |  |  | F1
| 81 PHILLIPS AVE , LAWRENCEVILLE, NJ, 08648-1022 | 08648-1022 | LAWRENCEVILLE |  |  |  |  | 40.3 | '-74.73352237 |  | UL | N | UX |  | UX
| 1 TITUS AVE , LAWRENCEVILLE, NJ, 08648-1625 | 08648-1625 | LAWRENCEVILLE |  |  |  |  | 40.2952 | '-74.73251731 |  | NL |  | C |  | C |  |  |  |  | F1
| 2793 MAIN ST , LAWRENCEVILLE, NJ, 08648-1037 | 08648-1037 | LAWRENCEVILLE |  |  |  |  | 40.3013 | '-74.72660832 |  | G |  | G |  | G |  |  |  |  | F1
| 35 CRAVEN LN , LAWRENCEVILLE, NJ, 08648-1636 | 08648-1636 | LAWRENCEVILLE |  |  |  |  | 40.2978 | '-74.73352471 |  | NL |  | C |  | C |  |  |  |  | F1
| 8 GORDON AVE FL 2, LAWRENCEVILLE, NJ, 08648-1005 | 08648-1005 | LAWRENCEVILLE |  |  |  |  | 40.2844 | '-74.73543015 |  | NL |  | C |  | C |  |  |  |  | F1
| 10 GORDON AVE UNIT 1ST FL, LAWRENCEVILLE, NJ, 08648-1005 | 08648-1005 | LAWRENCEVILLE |  |  |  |  | 40.2987 | '-74.72998567 |  | NL |  | C |  | C |  |  |  |  | F1
| 16 GORDON AVE , LAWRENCEVILLE, NJ, 08648-1033 | 08648-1033 | LAWRENCEVILLE |  |  |  |  | 40.299 | '-74.73028889 |  | NL |  | C |  | C |  |  |  |  | F1
| 2417 MAIN ST , LAWRENCEVILLE, NJ, 08648-2016 | 08648-2016 | LAWRENCEVILLE |  |  |  |  | 40.2897 | '-74.73390549 |  | NL |  | C |  | C |  |  |  |  | F1
| 35 CLIVEDEN CT , LAWRENCEVILLE, NJ, 08648-1447 | 08648-1447 | LAWRENCEVILLE |  |  |  |  | 40.303 | '-74.74666462 |  | NL |  | C |  | P |  |  |  |  | F1
| 2489 MAIN ST , LAWRENCEVILLE, NJ, 08648-1616 | 08648-1616 | LAWRENCEVILLE |  |  |  |  | 40.2928 | '-74.7340472 |  | G |  | G |  | C |  |  |  |  | F1
| 2 CONCORD AVE , LAWRENCEVILLE, NJ, 08648-1028 | 08648-1028 | LAWRENCEVILLE |  |  |  |  | 40.3059 | '-74.722603 |  | NL |  | C |  | P |  |  |  |  | F1
| 68 CRAVEN LN , LAWRENCEVILLE, NJ, 08648-1637 | 08648-1637 | LAWRENCEVILLE |  |  |  |  | 40.2996 | '-74.73506663 |  | NL |  | C |  | C |  |  |  |  | F1
| 2858 MAIN ST , LAWRENCEVILLE, NJ, 08648-5550 | 08648-5550 | LAWRENCEVILLE |  |  |  |  | 40.303 | '-74.72461952 |  | NL |  | C |  | C |  |  |  |  | F1
| 8 DENOW RD , LAWRENCEVILLE, NJ, 08648-2003 | 08648-2003 | LAWRENCEVILLE |  |  |  |  | 40.2898 | '-74.73653793 |  | UL | N | C |  | UX |  |  |  |  | F1
| 2868 MAIN ST , LAWRENCEVILLE, NJ, 08648-5550 | 08648-5550 | LAWRENCEVILLE |  |  |  |  | 40.3035 | '-74.72424455 |  | G |  | C |  | G |  |  |  |  | F1
| 2515 MAIN ST , LAWRENCEVILLE, NJ, 08648-1617 | 08648-1617 | LAWRENCEVILLE |  |  |  |  | 40.2934 | '-74.73353843 |  | UL | N | UX |  | UX
| 34 GREEN AVE , LAWRENCEVILLE, NJ, 08648-1646 | 08648-1646 | LAWRENCEVILLE |  |  |  |  | 40.2961 | '-74.7350085 |  | UL | N | UX |  | UX
| 1 LAUREL WOOD DR , LAWRENCEVILLE, NJ, 08648-1043 | 08648-1043 | LAWRENCEVILLE |  |  |  |  | 40.3078 | '-74.72740511 |  | UL | N | C |  | UX |  |  |  |  | F1
| 24 CRAVEN LN , LAWRENCEVILLE, NJ, 08648-1637 | 08648-1637 | LAWRENCEVILLE |  |  |  |  | 40.297 | '-74.73220778 |  | G |  | C |  | G |  |  |  |  | F1
| 30 TITUS AVE , LAWRENCEVILLE, NJ, 08648-1661 | 08648-1661 | LAWRENCEVILLE |  |  |  |  | 40.2968 | '-74.73380627 |  | UL | N | C |  | UX |  |  |  |  | F1
| 2661 MAIN ST (APT BUILDING) , LAWRENCEVILLE, NJ, 08648 | 08648 | LAWRENCEVILLE |  |  |  |  | 40.2976 | '-74.7300116 |  | NL |  | C |  | C |  |  |  |  | F1
| 2661 MAIN ST , LAWRENCEVILLE, NJ, 08648 | 08648 | LAWRENCEVILLE |  |  |  |  | 40.2975 | '-74.7300358 |  | UL | N | UX |  | UX
| 59 PHILLIPS AVE , LAWRENCEVILLE, NJ, 08648-1022 | 08648-1022 | LAWRENCEVILLE |  |  |  |  | 40.2984 | '-74.73149328 |  | NL |  | C |  | C |  |  |  |  | F1
| 2381 LAWRENCE RD , LAWRENCEVILLE, NJ, 08648-2025 | 08648-2025 | LAWRENCEVILLE |  |  |  |  | 40.2889 | '-74.73378807 |  | NL |  | O | BLACK IRON | O | BLACK IRON |  |  |  | F1
| 2779 MAIN ST , LAWRENCEVILLE, NJ, 08648-1037 | 08648-1037 | LAWRENCEVILLE |  |  |  |  | 40.3009 | '-74.72694865 |  | NL |  | C |  | C |  |  |  |  | F1
| 49 TITUS AVE , LAWRENCEVILLE, NJ, 08648-1647 | 08648-1647 | LAWRENCEVILLE |  |  |  |  | 40.2976 | '-74.73522407 |  | NL |  | C |  | C |  |  |  |  | F1
| 2571 MAIN ST , LAWRENCEVILLE, NJ, 08648-1657 | 08648-1657 | LAWRENCEVILLE |  |  |  |  | 40.295 | '-74.73227699 |  | NL |  | C |  | C |  |  |  |  | F1
| 7 GREEN AVE , LAWRENCEVILLE, NJ, 08648-1623 | 08648-1623 | LAWRENCEVILLE |  |  |  |  | 40.2943 | '-74.73412069 |  | NL |  | C |  | C |  |  |  |  | F1
| 2683 MAIN ST , LAWRENCEVILLE, NJ, 08648-1036 | 08648-1036 | LAWRENCEVILLE |  |  |  |  | 40.2982 | '-74.72940459 |  | NL |  | C |  | C |  |  |  |  | F1
| 11 SHADOWSTONE LN , LAWRENCEVILLE, NJ, 08648-1026 | 08648-1026 | LAWRENCEVILLE |  |  |  |  | 40.3045 | '-74.72623919 |  | NL |  | C |  | C |  |  |  |  | F1
| 16 HOLLY LN , LAWRENCEVILLE, NJ, 08648-1040 | 08648-1040 | LAWRENCEVILLE |  |  |  |  | 40.3096 | '-74.72556913 |  | NL |  | C |  | C |  |  |  |  | F1
| 15 COLD SOIL RD , LAWRENCEVILLE, NJ, 08648-1054 | 08648-1054 | LAWRENCEVILLE |  |  |  |  | 40.3024 | '-74.72692057 |  | G |  | C |  | G |  |  |  |  | F1
| 12 SHADOWSTONE LN , LAWRENCEVILLE, NJ, 08648-1027 | 08648-1027 | LAWRENCEVILLE |  |  |  |  | 40.3049 | '-74.72577823 |  | UL | N | UX |  | UX
| 26 GEORGE ST , LAWRENCEVILLE, NJ, 08648 | 08648 | LAWRENCEVILLE |  |  |  |  | 40.2972 | '-74.73144604 |  | UL | N | UX |  | UX
| 3 ABBY DR , LAWRENCEVILLE, NJ, 08648-1435 | 08648-1435 | LAWRENCEVILLE |  |  |  |  | 40.3009 | '-74.7423192 |  | NL |  | C |  | P |  |  |  |  | F1
| 11 CRAVEN LN , LAWRENCEVILLE, NJ, 08648-1609 | 08648-1609 | LAWRENCEVILLE |  |  |  |  | 40.2964 | '-74.73189411 |  | NL |  | C |  | C |  |  |  |  | F1
| 17 CRAVEN LN , LAWRENCEVILLE, NJ, 08648-1636 | 08648-1636 | LAWRENCEVILLE |  |  |  |  | 40.2968 | '-74.73236913 |  | NL |  | C |  | C |  |  |  |  | F1
| 40 PHILLIPS AVE , LAWRENCEVILLE, NJ, 08648-1023 | 08648-1023 | LAWRENCEVILLE |  |  |  |  | 40.2981 | '-74.7307814 |  | UL | N | UX |  | UX
| WILLOW SWIM CLB , LAWRENCEVILLE, NJ, 08648 | 08648 | LAWRENCEVILLE |  |  |  |  | 40.3023 | '-74.7344737 |  | NL |  | C |  | C |  |  |  |  | F1
| 7 ABBY DR , LAWRENCEVILLE, NJ, 08648-1435 | 08648-1435 | LAWRENCEVILLE |  |  |  |  | 40.3004 | '-74.74177392 |  | NL |  | C |  | P |  |  |  |  | F1
| 12 MERION PL , LAWRENCEVILLE, NJ, 08648-1604 | 08648-1604 | LAWRENCEVILLE |  |  |  |  | 40.2953 | '-74.7390905 |  | NL |  | C |  | C |  |  |  |  | F1
| 2 SUNSET RD , LAWRENCEVILLE, NJ, 08648-2706 | 08648-2706 | LAWRENCEVILLE |  |  |  |  | 40.2835 | '-74.73410001 |  | NL |  | C |  | C |  |  |  |  | F1
| 9 JAMES ST , LAWRENCEVILLE, NJ, 08648-1010 | 08648-1010 | LAWRENCEVILLE |  |  |  |  | 40.2987 | '-74.73076963 |  | NL |  | C |  | C |  |  |  |  | F1
| 14 SHADOWSTONE LN , LAWRENCEVILLE, NJ, 08648-1027 | 08648-1027 | LAWRENCEVILLE |  |  |  |  | 40.3048 | '-74.72615737 |  | NL |  | C |  | C |  |  |  |  | F1
| 2695 MAIN ST , LAWRENCEVILLE, NJ, 08648 | 08648 | LAWRENCEVILLE |  |  |  |  | 40.2986 | '-74.7290899 |  | UL | N | UX |  | UX
| 25 GEORGE ST , LAWRENCEVILLE, NJ, 08648 | 08648 | LAWRENCEVILLE |  |  |  |  | 40.2974 | '-74.731572 |  | NL |  | C |  | C |  |  |  |  | F1
| 25 GEORGE ST , LAWRENCEVILLE, NJ, 08648 | 08648 | LAWRENCEVILLE |  |  |  |  | 40.2974 | '-74.73162045 |  | NL |  | C |  | C |  |  |  |  | F1
| 74 CRAVEN LN , LAWRENCEVILLE, NJ, 08648-1637 | 08648-1637 | LAWRENCEVILLE |  |  |  |  | 40.3002 | '-74.73589968 |  | NL |  | P |  | P |  |  |  |  | F1
| 9 GARDEN RD , LAWRENCEVILLE, NJ, 08648-2701 | 08648-2701 | LAWRENCEVILLE |  |  |  |  | 40.2845 | '-74.73589333 |  | NL |  | C |  | C |  |  |  |  | F1
| 3 W LONG DR , LAWRENCEVILLE, NJ, 08648-2709 | 08648-2709 | LAWRENCEVILLE |  |  |  |  | 40.2814 | '-74.73236236 |  | UL | N | UX |  | UX
| CRAVEN LN , LAWRENCEVILLE, NJ, 08648 | 08648 | LAWRENCEVILLE |  |  |  |  | 40.2984 | '-74.73366591 |  | NL |  | O | BLACK IRON | C |  |  |  |  | F1
| 9 MAPLE AVE , LAWRENCEVILLE, NJ, 08648-1020 | 08648-1020 | LAWRENCEVILLE |  |  |  |  | 40.3067 | '-74.72371399 |  | G |  | C |  | G |  |  |  |  | F1
| 20 W CHURCH RD , LAWRENCEVILLE, NJ, 08648-2708 | 08648-2708 | LAWRENCEVILLE |  |  |  |  | 40.2849 | '-74.73484111 |  | UL | N | UX |  | UX
| 17 PHILLIPS AVE , LAWRENCEVILLE, NJ, 08648-1072 | 08648-1072 | LAWRENCEVILLE |  |  |  |  | 40.2976 | '-74.73047683 |  | NL |  | C |  | C |  |  |  |  | F1
| 26A GORDON AVE , LAWRENCEVILLE, NJ, 08648-1033 | 08648-1033 | LAWRENCEVILLE |  |  |  |  | 40.2995 | '-74.73088023 |  | UL | N | UX |  | UX
| 59 CRAVEN LN , LAWRENCEVILLE, NJ, 08648-1636 | 08648-1636 | LAWRENCEVILLE |  |  |  |  | 40.2996 | '-74.73560523 |  | NL |  | C |  | C |  |  |  |  | F1
| 12 LAWRPENN RD , LAWRENCEVILLE, NJ, 08648 | 08648 | LAWRENCEVILLE |  |  |  |  | 40.2904 | '-74.73498114 |  | NL |  | C |  | C |  |  |  |  | F1
| 2549 MAIN ST , LAWRENCEVILLE, NJ, 08648-1657 | 08648-1657 | LAWRENCEVILLE |  |  |  |  | 40.2944 | '-74.73275629 |  | G |  | G |  | G |  |  |  |  | F1
| 48 PHILLIPS AVE , LAWRENCEVILLE, NJ, 08648-1023 | 08648-1023 | LAWRENCEVILLE |  |  |  |  | 40.2982 | '-74.73091186 |  | NL |  | C |  | C |  |  |  |  | F1
| 7 GORDON AVE , LAWRENCEVILLE, NJ, 08648-1004 | 08648-1004 | LAWRENCEVILLE |  |  |  |  | 40.2984 | '-74.7299899 |  | NL |  | C |  | P |  |  |  |  | F1
| 63 PHILLIPS AVE , LAWRENCEVILLE, NJ, 08648-1022 | 08648-1022 | LAWRENCEVILLE |  |  |  |  | 40.2986 | '-74.73175319 |  | NL |  | C |  | C |  |  |  |  | F1
| 17 COLD SOIL RD , LAWRENCEVILLE, NJ, 08648-1054 | 08648-1054 | LAWRENCEVILLE |  |  |  |  | 40.3027 | '-74.72712106 |  | NL |  | C |  | C |  |  |  |  | F1
| 8 PENLAW RD , LAWRENCEVILLE, NJ, 08648-1608 | 08648-1608 | LAWRENCEVILLE |  |  |  |  | 40.2942 | '-74.73865208 |  | NL |  | C |  | C |  |  |  |  | F1
| 41 W LONG DR , LAWRENCEVILLE, NJ, 08648-2709 | 08648-2709 | LAWRENCEVILLE |  |  |  |  | 40.2826 | '-74.73933167 |  | NL |  | C |  | C |  |  |  |  | F1
| 33 COLD SOIL RD , LAWRENCEVILLE, NJ, 08648-1054 | 08648-1054 | LAWRENCEVILLE |  |  |  |  | 40.3042 | '-74.72856325 |  | UL | N | UX |  | UX
| 42 W LONG DR , LAWRENCEVILLE, NJ, 08648-2714 | 08648-2714 | LAWRENCEVILLE |  |  |  |  | 40.283 | '-74.73900925 |  | NL |  | C |  | C |  |  |  |  | F1
| 49 W LONG DR , LAWRENCEVILLE, NJ, 08648-2709 | 08648-2709 | LAWRENCEVILLE |  |  |  |  | 40.2829 | '-74.740662 |  | NL |  | C |  | C |  |  |  |  | F1
| 50 W LONG DR , LAWRENCEVILLE, NJ, 08648-2714 | 08648-2714 | LAWRENCEVILLE |  |  |  |  | 40.2834 | '-74.74065465 |  | NL |  | C |  | C |  |  |  |  | F1
| 4 GORDON AVE , LAWRENCEVILLE, NJ, 08648-1005 | 08648-1005 | LAWRENCEVILLE |  |  |  |  | 40.2985 | '-74.7297937 |  | NL |  | C |  | C |  |  |  |  | F1
| 11 GORDON AVE UNIT 1ST FL, LAWRENCEVILLE, NJ, 08648 | 08648 | LAWRENCEVILLE |  |  |  |  | 40.2987 | '-74.73035869 |  | NL |  | C |  | C |  |  |  |  | F1
| 28 W LONG DR , LAWRENCEVILLE, NJ, 08648-2710 | 08648-2710 | LAWRENCEVILLE |  |  |  |  | 40.2825 | '-74.7365803 |  | UL | N | C |  | UX |  |  |  |  | F1
| 88 PHILLIPS AVE , LAWRENCEVILLE, NJ, 08648-1038 | 08648-1038 | LAWRENCEVILLE |  |  |  |  | 40.2999 | '-74.73275029 |  | NL |  | C |  | C |  |  |  |  | F1
| 57 W LONG DR , LAWRENCEVILLE, NJ, 08648-2709 | 08648-2709 | LAWRENCEVILLE |  |  |  |  | 40.2836 | '-74.74113492 |  | UL | N | UX |  | UX
| 53 W LONG DR , LAWRENCEVILLE, NJ, 08648-2709 | 08648-2709 | LAWRENCEVILLE |  |  |  |  | 40.2832 | '-74.74114542 |  | NL |  | C |  | P |  |  |  |  | F1
| 61 W LONG DR , LAWRENCEVILLE, NJ, 08648-2709 | 08648-2709 | LAWRENCEVILLE |  |  |  |  | 40.2841 | '-74.74107548 |  | UL | N | UX |  | UX
| 17 GREENWOOD AVE , LAWRENCEVILLE, NJ, 08648-1008 | 08648-1008 | LAWRENCEVILLE |  |  |  |  | 40.3058 | '-74.72463649 |  | G |  | C |  | G |  |  |  |  | F1
| 70 TITUS AVE , LAWRENCEVILLE, NJ, 08648-1661 | 08648-1661 | LAWRENCEVILLE |  |  |  |  | 40.2987 | '-74.73604135 |  | NL |  | C |  | C |  |  |  |  | F1
| 11 GORDON AVE , LAWRENCEVILLE, NJ, 08648 | 08648 | LAWRENCEVILLE |  |  |  |  | 40.2986 | '-74.73029877 |  | NL |  | C |  | C |  |  |  |  | F1
| 11 GORDON AVE , LAWRENCEVILLE, NJ, 08648 | 08648 | LAWRENCEVILLE |  |  |  |  | 40.2986 | '-74.73026728 |  | NL |  | C |  | C |  |  |  |  | F1
| 6 MERION PL , LAWRENCEVILLE, NJ, 08648-1604 | 08648-1604 | LAWRENCEVILLE |  |  |  |  | 40.2948 | '-74.73993753 |  | NL |  | C |  | C |  |  |  |  | F1
| 10 MERION PL , LAWRENCEVILLE, NJ, 08648-1604 | 08648-1604 | LAWRENCEVILLE |  |  |  |  | 40.2952 | '-74.73942271 |  | NL |  | C |  | C |  |  |  |  | F1
| 10 PENLAW RD , LAWRENCEVILLE, NJ, 08648-1608 | 08648-1608 | LAWRENCEVILLE |  |  |  |  | 40.2945 | '-74.73889256 |  | UL | N | C |  | UX |  |  |  |  | F1
| 6 PENLAW RD , LAWRENCEVILLE, NJ, 08648-1608 | 08648-1608 | LAWRENCEVILLE |  |  |  |  | 40.294 | '-74.73842247 |  | NL |  | C |  | C |  |  |  |  | F1
| 4 PENLAW RD , LAWRENCEVILLE, NJ, 08648-1608 | 08648-1608 | LAWRENCEVILLE |  |  |  |  | 40.2938 | '-74.73820734 |  | NL |  | C |  | C |  |  |  |  | F1
| 9 PENLAW RD , LAWRENCEVILLE, NJ, 08648-1607 | 08648-1607 | LAWRENCEVILLE |  |  |  |  | 40.2941 | '-74.73900497 |  | NL |  | C |  | C |  |  |  |  | F1
| 7 PENLAW RD , LAWRENCEVILLE, NJ, 08648-1607 | 08648-1607 | LAWRENCEVILLE |  |  |  |  | 40.2939 | '-74.73876487 |  | UL | N | UX |  | UX
| 40 TITUS AVE , LAWRENCEVILLE, NJ, 08648-1661 | 08648-1661 | LAWRENCEVILLE |  |  |  |  | 40.2973 | '-74.73438553 |  | NL |  | C |  | C |  |  |  |  | F1
| 11 PENLAW RD , LAWRENCEVILLE, NJ, 08648-1607 | 08648-1607 | LAWRENCEVILLE |  |  |  |  | 40.2943 | '-74.73926805 |  | NL |  | C |  | C |  |  |  |  | F1
| 5 PENLAW RD , LAWRENCEVILLE, NJ, 08648-1607 | 08648-1607 | LAWRENCEVILLE |  |  |  |  | 40.2936 | '-74.73850496 |  | NL |  | C |  | C |  |  |  |  | F1
| 45 W LONG DR , LAWRENCEVILLE, NJ, 08648-2709 | 08648-2709 | LAWRENCEVILLE |  |  |  |  | 40.2828 | '-74.74003098 |  | NL |  | C |  | C |  |  |  |  | F1
| 46 W LONG DR , LAWRENCEVILLE, NJ, 08648-2714 | 08648-2714 | LAWRENCEVILLE |  |  |  |  | 40.2831 | '-74.73970512 |  | NL |  | C |  | C |  |  |  |  | F1
| 62 W LONG DR , LAWRENCEVILLE, NJ, 08648-2716 | 08648-2716 | LAWRENCEVILLE |  |  |  |  | 40.2853 | '-74.74037473 |  | NL |  | C |  | C |  |  |  |  | F1
| 54 W LONG DR , LAWRENCEVILLE, NJ, 08648-2714 | 08648-2714 | LAWRENCEVILLE |  |  |  |  | 40.284 | '-74.74058472 |  | NL |  | C |  | C |  |  |  |  | F1
| 8 MERION PL , LAWRENCEVILLE, NJ, 08648-1604 | 08648-1604 | LAWRENCEVILLE |  |  |  |  | 40.295 | '-74.73974442 |  | NL |  | C |  | C |  |  |  |  | F1
| 76 LAWRENCEVILLE PENNINGTON RD , LAWRENCEVILLE, NJ, 08648-1650 | 08648-1650 | LAWRENCEVILLE |  |  |  |  | 40.2934 | '-74.73944302 |  | NL |  | C |  | C |  |  |  |  | F1
| 74 LAWRPENN RD , LAWRENCEVILLE, NJ, 08648 | 08648 | LAWRENCEVILLE |  |  |  |  | 40.2932 | '-74.73919716 |  | NL |  | C |  | C |  |  |  |  | F1
| 3 PENLAW RD , LAWRENCEVILLE, NJ, 08648-1607 | 08648-1607 | LAWRENCEVILLE |  |  |  |  | 40.2934 | '-74.73825124 |  | NL |  | C |  | C |  |  |  |  | F1
| 1 GLENBROOK CT , LAWRENCEVILLE, NJ, 08648-5556 | 08648-5556 | LAWRENCEVILLE |  |  |  |  | 40.3045 | '-74.7320691 |  | NL |  | C |  | C |  |  |  |  | F1
| 50 MERION PL , LAWRENCEVILLE, NJ, 08648-1632 | 08648-1632 | LAWRENCEVILLE |  |  |  |  | 40.2927 | '-74.73788218 |  | NL |  | C |  | C |  |  |  |  | F1
| 48 MERION PL , LAWRENCEVILLE, NJ, 08648-1632 | 08648-1632 | LAWRENCEVILLE |  |  |  |  | 40.293 | '-74.73752032 |  | NL |  | C |  | C |  |  |  |  | F1
| 46 MERION PL , LAWRENCEVILLE, NJ, 08648-1632 | 08648-1632 | LAWRENCEVILLE |  |  |  |  | 40.2932 | '-74.73727801 |  | NL |  | C |  | C |  |  |  |  | F1
| 33 MERION PL , LAWRENCEVILLE, NJ, 08648-1631 | 08648-1631 | LAWRENCEVILLE |  |  |  |  | 40.2934 | '-74.73762568 |  | NL |  | C |  | C |  |  |  |  | F1
| 31 SUNSET RD , LAWRENCEVILLE, NJ, 08648-2711 | 08648-2711 | LAWRENCEVILLE |  |  |  |  | 40.284 | '-74.73968348 |  | NL |  | C |  | C |  |  |  |  | F1
| 65 W LONG DR , LAWRENCEVILLE, NJ, 08648-2709 | 08648-2709 | LAWRENCEVILLE |  |  |  |  | 40.2845 | '-74.74101488 |  | NL |  | C |  | C |  |  |  |  | F1
| 28 SUNSET RD , LAWRENCEVILLE, NJ, 08648-2717 | 08648-2717 | LAWRENCEVILLE |  |  |  |  | 40.2845 | '-74.74021499 |  | UL | N | UX |  | C |  |  |  |  | F1
| 66 W LONG DR , LAWRENCEVILLE, NJ, 08648-2716 | 08648-2716 | LAWRENCEVILLE |  |  |  |  | 40.2858 | '-74.74028949 |  | NL |  | C |  | C |  |  |  |  | F1
| 69 W LONG DR , LAWRENCEVILLE, NJ, 08648-2709 | 08648-2709 | LAWRENCEVILLE |  |  |  |  | 40.285 | '-74.74092513 |  | NL |  | C |  | C |  |  |  |  | F1
| 13 PENLAW RD , LAWRENCEVILLE, NJ, 08648-1607 | 08648-1607 | LAWRENCEVILLE |  |  |  |  | 40.2946 | '-74.73949495 |  | NL |  | C |  | C |  |  |  |  | F1
| 18 MONROE AVE , LAWRENCEVILLE, NJ, 08648-1606 | 08648-1606 | LAWRENCEVILLE |  |  |  |  | 40.2909 | '-74.73602484 |  | NL |  | C |  | C |  |  |  |  | F1
| 72 LAWRENCEVILLE PENNINGTON RD , LAWRENCEVILLE, NJ, 08648-1650 | 08648-1650 | LAWRENCEVILLE |  |  |  |  | 40.2929 | '-74.73903 |  | NL |  | C |  | C |  |  |  |  | F1
| 78 LAWRENCEVILLE PENNINGTON RD , LAWRENCEVILLE, NJ, 08648-1650 | 08648-1650 | LAWRENCEVILLE |  |  |  |  | 40.2936 | '-74.73965562 |  | NL |  | C |  | C |  |  |  |  | F1
| 80 LAWRENCEVILLE PENNINGTON RD , LAWRENCEVILLE, NJ, 08648-1650 | 08648-1650 | LAWRENCEVILLE |  |  |  |  | 40.2938 | '-74.73987864 |  | UL | N | UX |  | UX
| 2688 MAIN ST , LAWRENCEVILLE, NJ, 08648-1701 | 08648-1701 | LAWRENCEVILLE |  |  |  |  | 40.2983 | '-74.728719 |  | NL |  | C |  | C |  |  |  |  | F1
| 23 SUNSET RD , LAWRENCEVILLE, NJ, 08648-2711 | 08648-2711 | LAWRENCEVILLE |  |  |  |  | 40.2838 | '-74.7383499 |  | NL |  | C |  | C |  |  |  |  | F1
| 24 SUNSET RD , LAWRENCEVILLE, NJ, 08648-2717 | 08648-2717 | LAWRENCEVILLE |  |  |  |  | 40.2844 | '-74.73930093 |  | UL | N | UX |  | UX
| 10 GARDEN RD , LAWRENCEVILLE, NJ, 08648-2702 | 08648-2702 | LAWRENCEVILLE |  |  |  |  | 40.2987 | '-74.72996131 |  | NL |  | C |  | P |  |  |  |  | F1
| 76 TITUS AVE , LAWRENCEVILLE, NJ, 08648-1661 | 08648-1661 | LAWRENCEVILLE |  |  |  |  | 40.299 | '-74.73644113 |  | NL |  | C |  | C |  |  |  |  | F1
| 56 TITUS AVE , LAWRENCEVILLE, NJ, 08648-1661 | 08648-1661 | LAWRENCEVILLE |  |  |  |  | 40.298 | '-74.73526045 |  | NL |  | C |  | C |  |  |  |  | F1
| 27 SUNSET RD , LAWRENCEVILLE, NJ, 08648-2711 | 08648-2711 | LAWRENCEVILLE |  |  |  |  | 40.284 | '-74.73904929 |  | NL |  | C |  | C |  |  |  |  | F1
| 2685 MAIN ST , LAWRENCEVILLE, NJ, 08648-1036 | 08648-1036 | LAWRENCEVILLE |  |  |  |  | 40.2983 | '-74.729332 |  | NL |  | C |  | C |  |  |  |  | F1
| 73 W LONG DR , LAWRENCEVILLE, NJ, 08648-2709 | 08648-2709 | LAWRENCEVILLE |  |  |  |  | 40.2855 | '-74.74083423 |  | NL |  | C |  | P |  |  |  |  | F1
| 1 PENLAW RD , LAWRENCEVILLE, NJ, 08648-1607 | 08648-1607 | LAWRENCEVILLE |  |  |  |  | 40.2932 | '-74.73804028 |  | NL |  | C |  | C |  |  |  |  | F1
| 16 SUNSET RD , LAWRENCEVILLE, NJ, 08648-2712 | 08648-2712 | LAWRENCEVILLE |  |  |  |  | 40.2841 | '-74.73774294 |  | NL |  | C |  | C |  |  |  |  | F1
| 20 SUNSET RD , LAWRENCEVILLE, NJ, 08648-2712 | 08648-2712 | LAWRENCEVILLE |  |  |  |  | 40.2842 | '-74.73840263 |  | UL | N | UX |  | C |  |  |  |  | F1
| 7 CHOPIN LN , LAWRENCEVILLE, NJ, 08648-1601 | 08648-1601 | LAWRENCEVILLE |  |  |  |  | 40.2946 | '-74.73795487 |  | NL |  | C |  | C |  |  |  |  | F1
| 9 CHOPIN LN , LAWRENCEVILLE, NJ, 08648-1601 | 08648-1601 | LAWRENCEVILLE |  |  |  |  | 40.2949 | '-74.73819071 |  | NL |  | C |  | C |  |  |  |  | F1
| 70 LAWRENCEVILLE PENNINGTON RD , LAWRENCEVILLE, NJ, 08648-1650 | 08648-1650 | LAWRENCEVILLE |  |  |  |  | 40.2927 | '-74.73878182 |  | UL | N | UX |  | UX
| 33 W CHURCH RD , LAWRENCEVILLE, NJ, 08648-2713 | 08648-2713 | LAWRENCEVILLE |  |  |  |  | 40.2849 | '-74.73830492 |  | NL |  | C |  | C |  |  |  |  | F1
| 7 MERION PL , LAWRENCEVILLE, NJ, 08648-1629 | 08648-1629 | LAWRENCEVILLE |  |  |  |  | 40.2949 | '-74.73922543 |  | UL | N | UX |  | UX
| 20 MERION PL , LAWRENCEVILLE, NJ, 08648-1632 | 08648-1632 | LAWRENCEVILLE |  |  |  |  | 40.2959 | '-74.73759808 |  | NL |  | C |  | C |  |  |  |  | F1
| 20 MONROE AVE , LAWRENCEVILLE, NJ, 08648-1606 | 08648-1606 | LAWRENCEVILLE |  |  |  |  | 40.2908 | '-74.73622565 |  | G |  | C |  | G |  |  |  |  | F1
| 77 W LONG DR , LAWRENCEVILLE, NJ, 08648-2709 | 08648-2709 | LAWRENCEVILLE |  |  |  |  | 40.286 | '-74.74078884 |  | NL |  | C |  | C |  |  |  |  | F1
| 19 SUNSET RD , LAWRENCEVILLE, NJ, 08648-2711 | 08648-2711 | LAWRENCEVILLE |  |  |  |  | 40.2837 | '-74.73776496 |  | UL | N | UX |  | UX
| 18 MERION PL , LAWRENCEVILLE, NJ, 08648-1632 | 08648-1632 | LAWRENCEVILLE |  |  |  |  | 40.2957 | '-74.73789013 |  | NL |  | C |  | C |  |  |  |  | F1
| 44 MERION PL , LAWRENCEVILLE, NJ, 08648-1632 | 08648-1632 | LAWRENCEVILLE |  |  |  |  | 40.2935 | '-74.73707032 |  | NL |  | C |  | C |  |  |  |  | F1
| 26 MERION PL , LAWRENCEVILLE, NJ, 08648-1632 | 08648-1632 | LAWRENCEVILLE |  |  |  |  | 40.2956 | '-74.736771 |  | NL |  | C |  | C |  |  |  |  | F1
| 6 CHOPIN LN , LAWRENCEVILLE, NJ, 08648-1602 | 08648-1602 | LAWRENCEVILLE |  |  |  |  | 40.2947 | '-74.7375006 |  | NL |  | C |  | C |  |  |  |  | F1
| 3 CHOPIN LN , LAWRENCEVILLE, NJ, 08648-1601 | 08648-1601 | LAWRENCEVILLE |  |  |  |  | 40.2942 | '-74.73749449 |  | NL |  | C |  | C |  |  |  |  | F1
| 5 CHOPIN LN , LAWRENCEVILLE, NJ, 08648-1601 | 08648-1601 | LAWRENCEVILLE |  |  |  |  | 40.2944 | '-74.73772526 |  | NL |  | C |  | C |  |  |  |  | F1
| 8 CHOPIN LN , LAWRENCEVILLE, NJ, 08648-1602 | 08648-1602 | LAWRENCEVILLE |  |  |  |  | 40.2949 | '-74.7377302 |  | NL |  | C |  | C |  |  |  |  | F1
| 15 MERION PL , LAWRENCEVILLE, NJ, 08648-1630 | 08648-1630 | LAWRENCEVILLE |  |  |  |  | 40.2955 | '-74.73770355 |  | NL |  | C |  | C |  |  |  |  | F1
| 32 HENDRICKSON RD , LAWRENCEVILLE, NJ, 08648-1653 | 08648-1653 | LAWRENCEVILLE |  |  |  |  | 40.2933 | '-74.73626579 |  | NL |  | C |  | C |  |  |  |  | F1
| 5 JAMES ST , LAWRENCEVILLE, NJ, 08648-1010 | 08648-1010 | LAWRENCEVILLE |  |  |  |  | 40.2986 | '-74.73101675 |  | NL |  | C |  | C |  |  |  |  | F1
| 9 MERION PL , LAWRENCEVILLE, NJ, 08648-1629 | 08648-1629 | LAWRENCEVILLE |  |  |  |  | 40.295 | '-74.7388852 |  | NL |  | C |  | C |  |  |  |  | F1
| 34 MERION PL , LAWRENCEVILLE, NJ, 08648-1632 | 08648-1632 | LAWRENCEVILLE |  |  |  |  | 40.2946 | '-74.73598087 |  | NL |  | C |  | C |  |  |  |  | F1
| 24 MERION PL , LAWRENCEVILLE, NJ, 08648-1632 | 08648-1632 | LAWRENCEVILLE |  |  |  |  | 40.2958 | '-74.7369748 |  | NL |  | C |  | C |  |  |  |  | F1
| 16 MERION PL , LAWRENCEVILLE, NJ, 08648-1632 | 08648-1632 | LAWRENCEVILLE |  |  |  |  | 40.2956 | '-74.73821751 |  | NL |  | C |  | C |  |  |  |  | F1
| 21 MERION PL , LAWRENCEVILLE, NJ, 08648-1630 | 08648-1630 | LAWRENCEVILLE |  |  |  |  | 40.2951 | '-74.73674511 |  | NL |  | C |  | C |  |  |  |  | F1
| 31 MERION PL , LAWRENCEVILLE, NJ, 08648-1631 | 08648-1631 | LAWRENCEVILLE |  |  |  |  | 40.2936 | '-74.73740256 |  | UL | N | UX |  | UX
| 19 MERION PL , LAWRENCEVILLE, NJ, 08648-1630 | 08648-1630 | LAWRENCEVILLE |  |  |  |  | 40.2953 | '-74.73695727 |  | NL |  | C |  | C |  |  |  |  | F1
| 29 W CHURCH RD , LAWRENCEVILLE, NJ, 08648-2713 | 08648-2713 | LAWRENCEVILLE |  |  |  |  | 40.285 | '-74.73721873 |  | NL |  | C |  | C |  |  |  |  | F1
| 111 PHILLIPS AVE , LAWRENCEVILLE, NJ, 08648-1024 | 08648-1024 | LAWRENCEVILLE |  |  |  |  | 40.3007 | '-74.73424516 |  | NL |  | C |  | C |  |  |  |  | F1
| 29 HENDRICKSON RD , LAWRENCEVILLE, NJ, 08648-1640 | 08648-1640 | LAWRENCEVILLE |  |  |  |  | 40.293 | '-74.73647413 |  | UL | N | UX |  | P |  |  |  |  | F1
| 1 JAMES ST , LAWRENCEVILLE, NJ, 08648-1010 | 08648-1010 | LAWRENCEVILLE |  |  |  |  | 40.2985 | '-74.73112048 |  | NL |  | C |  | C |  |  |  |  | F1
| 36 MERION PL , LAWRENCEVILLE, NJ, 08648-1632 | 08648-1632 | LAWRENCEVILLE |  |  |  |  | 40.2943 | '-74.73619431 |  | NL |  | C |  | C |  |  |  |  | F1
| 27 MERION PL , LAWRENCEVILLE, NJ, 08648-1630 | 08648-1630 | LAWRENCEVILLE |  |  |  |  | 40.2942 | '-74.7368438 |  | NL |  | C |  | C |  |  |  |  | F1
| 28 MERION PL , LAWRENCEVILLE, NJ, 08648-1632 | 08648-1632 | LAWRENCEVILLE |  |  |  |  | 40.2954 | '-74.73654135 |  | NL |  | C |  | P |  |  |  |  | F1
| 4 CHOPIN LN , LAWRENCEVILLE, NJ, 08648-1602 | 08648-1602 | LAWRENCEVILLE |  |  |  |  | 40.2945 | '-74.73728031 |  | UL | N | UX |  | UX
| 25 MERION PL , LAWRENCEVILLE, NJ, 08648-1630 | 08648-1630 | LAWRENCEVILLE |  |  |  |  | 40.2945 | '-74.73652776 |  | NL |  | C |  | C |  |  |  |  | F1
| 11 CHOPIN LN , LAWRENCEVILLE, NJ, 08648-1601 | 08648-1601 | LAWRENCEVILLE |  |  |  |  | 40.2951 | '-74.73842668 |  | NL |  | C |  | C |  |  |  |  | F1
| 40 MERION PL , LAWRENCEVILLE, NJ, 08648-1632 | 08648-1632 | LAWRENCEVILLE |  |  |  |  | 40.2939 | '-74.73663371 |  | NL |  | C |  | C |  |  |  |  | F1
| 1 CHOPIN LN , LAWRENCEVILLE, NJ, 08648-1601 | 08648-1601 | LAWRENCEVILLE |  |  |  |  | 40.294 | '-74.73725439 |  | NL |  | C |  | C |  |  |  |  | F1
| 38 MERION PL , LAWRENCEVILLE, NJ, 08648-1632 | 08648-1632 | LAWRENCEVILLE |  |  |  |  | 40.2941 | '-74.73641459 |  | NL |  | C |  | C |  |  |  |  | F1
| 14 SUNSET RD , LAWRENCEVILLE, NJ, 08648-2712 | 08648-2712 | LAWRENCEVILLE |  |  |  |  | 40.284 | '-74.73715192 |  | NL |  | C |  | C |  |  |  |  | F1
| 14 GREEN AVE , LAWRENCEVILLE, NJ, 08648-1624 | 08648-1624 | LAWRENCEVILLE |  |  |  |  | 40.2951 | '-74.73439922 |  | NL |  | C |  | C |  |  |  |  | F1
| 23 MERION PL , LAWRENCEVILLE, NJ, 08648-1630 | 08648-1630 | LAWRENCEVILLE |  |  |  |  | 40.2949 | '-74.73650507 |  | NL |  | C |  | C |  |  |  |  | F1
| 3 OVERLOOK WAY , LAWRENCEVILLE, NJ, 08648-4840 | 08648-4840 | LAWRENCEVILLE |  |  |  |  | 40.3046 | '-74.73420001 |  | NL |  | C |  | P |  |  |  |  | F1
| 32 MERION PL , LAWRENCEVILLE, NJ, 08648-1632 | 08648-1632 | LAWRENCEVILLE |  |  |  |  | 40.2949 | '-74.73606765 |  | NL |  | C |  | C |  |  |  |  | F1
| 84 TITUS AVE , LAWRENCEVILLE, NJ, 08648-1661 | 08648-1661 | LAWRENCEVILLE |  |  |  |  | 40.2994 | '-74.73691083 |  | UL | N | UX |  | UX
| 17 MERION PL , LAWRENCEVILLE, NJ, 08648-1630 | 08648-1630 | LAWRENCEVILLE |  |  |  |  | 40.2956 | '-74.73733144 |  | UL | N | UX |  | UX
| 17 W CHURCH RD , LAWRENCEVILLE, NJ, 08648-2707 | 08648-2707 | LAWRENCEVILLE |  |  |  |  | 40.2844 | '-74.73459303 |  | NL |  | C |  | C |  |  |  |  | F1
| 4 SUNSET RD , LAWRENCEVILLE, NJ, 08648-2706 | 08648-2706 | LAWRENCEVILLE |  |  |  |  | 40.2836 | '-74.73513032 |  | UL | N | UX |  | UX
| 13 CHOPIN LN , LAWRENCEVILLE, NJ, 08648-1627 | 08648-1627 | LAWRENCEVILLE |  |  |  |  | 40.2956 | '-74.73876257 |  | NL |  | C |  | C |  |  |  |  | F1
| 11 LAUREL WOOD DR , LAWRENCEVILLE, NJ, 08648-1043 | 08648-1043 | LAWRENCEVILLE |  |  |  |  | 40.3067 | '-74.7261956 |  | UL | N | UX |  | UX
| 10 SHADOWSTONE LN , LAWRENCEVILLE, NJ, 08648-1027 | 08648-1027 | LAWRENCEVILLE |  |  |  |  | 40.305 | '-74.72542274 |  | UL | N | UX |  | UX
| 15 EDGEHILL AVE , LAWRENCEVILLE, NJ, 08648-1621 | 08648-1621 | LAWRENCEVILLE |  |  |  |  | 40.2964 | '-74.73395738 |  | NL |  | C |  | P |  |  |  |  | F1
| 2673 MAIN ST , LAWRENCEVILLE, NJ, 08648-1035 | 08648-1035 | LAWRENCEVILLE |  |  |  |  | 40.298 | '-74.72973313 |  | NL |  | P |  | C |  |  |  |  | F1
| 6 LAUREL WOOD DR , LAWRENCEVILLE, NJ, 08648-1061 | 08648-1061 | LAWRENCEVILLE |  |  |  |  | 40.3074 | '-74.72638035 |  | NL |  | C |  | C |  |  |  |  | F1
| 16 WOODLANE RD , LAWRENCEVILLE, NJ, 08648-1052 | 08648-1052 | LAWRENCEVILLE |  |  |  |  | 40.3035 | '-74.73108679 |  | UL | N | UX |  | UX
| 8 WOODLANE RD , LAWRENCEVILLE, NJ, 08648-1052 | 08648-1052 | LAWRENCEVILLE |  |  |  |  | 40.3026 | '-74.73209003 |  | NL |  | C |  | C |  |  |  |  | F1
| 6 WOODLANE RD , LAWRENCEVILLE, NJ, 08648-1052 | 08648-1052 | LAWRENCEVILLE |  |  |  |  | 40.3024 | '-74.73249496 |  | UL | N | UX |  | UX
| 13 LAUREL WOOD DR , LAWRENCEVILLE, NJ, 08648-1043 | 08648-1043 | LAWRENCEVILLE |  |  |  |  | 40.3066 | '-74.72588495 |  | NL |  | C |  | C |  |  |  |  | F1
| 12 WOODLANE RD , LAWRENCEVILLE, NJ, 08648-1052 | 08648-1052 | LAWRENCEVILLE |  |  |  |  | 40.303 | '-74.7315551 |  | NL |  | C |  | C |  |  |  |  | F1
| 10 WOODLANE RD , LAWRENCEVILLE, NJ, 08648-1052 | 08648-1052 | LAWRENCEVILLE |  |  |  |  | 40.3028 | '-74.7318196 |  | UL | N | UX |  | UX
| 14 WOODLANE RD , LAWRENCEVILLE, NJ, 08648-1052 | 08648-1052 | LAWRENCEVILLE |  |  |  |  | 40.3032 | '-74.73129216 |  | NL |  | C |  | C |  |  |  |  | F1
| 20 WOODLANE RD , LAWRENCEVILLE, NJ, 08648-1052 | 08648-1052 | LAWRENCEVILLE |  |  |  |  | 40.304 | '-74.730782 |  | NL |  | C |  | C |  |  |  |  | F1
| 24 W LONG DR , LAWRENCEVILLE, NJ, 08648-2710 | 08648-2710 | LAWRENCEVILLE |  |  |  |  | 40.2824 | '-74.73592994 |  | NL |  | C |  | C |  |  |  |  | F1
| 22 WOODLANE RD , LAWRENCEVILLE, NJ, 08648-1052 | 08648-1052 | LAWRENCEVILLE |  |  |  |  | 40.3042 | '-74.73063156 |  | NL |  | C |  | C |  |  |  |  | F1
| 26 WOODLANE RD , LAWRENCEVILLE, NJ, 08648-1052 | 08648-1052 | LAWRENCEVILLE |  |  |  |  | 40.3047 | '-74.73035387 |  | NL |  | C |  | C |  |  |  |  | F1
| 28 WOODLANE RD , LAWRENCEVILLE, NJ, 08648-1052 | 08648-1052 | LAWRENCEVILLE |  |  |  |  | 40.305 | '-74.73023718 |  | NL |  | C |  | C |  |  |  |  | F1
| 30 WOODLANE RD , LAWRENCEVILLE, NJ, 08648-1052 | 08648-1052 | LAWRENCEVILLE |  |  |  |  | 40.3052 | '-74.73004258 |  | NL |  | C |  | C |  |  |  |  | F1
| 1 WOODLANE RD , LAWRENCEVILLE, NJ, 08648-1051 | 08648-1051 | LAWRENCEVILLE |  |  |  |  | 40.3028 | '-74.73356752 |  | UL | N | UX |  | UX
| 3 WOODLANE RD , LAWRENCEVILLE, NJ, 08648-1051 | 08648-1051 | LAWRENCEVILLE |  |  |  |  | 40.3026 | '-74.73331693 |  | NL |  | C |  | P |  |  |  |  | F1
| 5 WOODLANE RD , LAWRENCEVILLE, NJ, 08648-1051 | 08648-1051 | LAWRENCEVILLE |  |  |  |  | 40.3024 | '-74.73307684 |  | NL |  | C |  | C |  |  |  |  | F1
| 7 WOODLANE RD , LAWRENCEVILLE, NJ, 08648-1051 | 08648-1051 | LAWRENCEVILLE |  |  |  |  | 40.3022 | '-74.73282536 |  | NL |  | C |  | P |  |  |  |  | F1
| 9 WOODLANE RD , LAWRENCEVILLE, NJ, 08648-1051 | 08648-1051 | LAWRENCEVILLE |  |  |  |  | 40.3021 | '-74.73242419 |  | NL |  | C |  | C |  |  |  |  | F1
| 11 WOODLANE RD , LAWRENCEVILLE, NJ, 08648-1051 | 08648-1051 | LAWRENCEVILLE |  |  |  |  | 40.3022 | '-74.73207113 |  | NL |  | C |  | C |  |  |  |  | F1
| 21 COLD SOIL RD , LAWRENCEVILLE, NJ, 08648-1054 | 08648-1054 | LAWRENCEVILLE |  |  |  |  | 40.3029 | '-74.72731104 |  | UL | N | UX |  | UX
| 13 WOODLANE RD , LAWRENCEVILLE, NJ, 08648-1051 | 08648-1051 | LAWRENCEVILLE |  |  |  |  | 40.3024 | '-74.73178445 |  | UL | N | UX |  | C |  |  |  |  | F1
| 15 WOODLANE RD , LAWRENCEVILLE, NJ, 08648-1051 | 08648-1051 | LAWRENCEVILLE |  |  |  |  | 40.3026 | '-74.7315401 |  | NL |  | C |  | C |  |  |  |  | F1
| 17 WOODLANE RD , LAWRENCEVILLE, NJ, 08648-1051 | 08648-1051 | LAWRENCEVILLE |  |  |  |  | 40.3028 | '-74.73127513 |  | NL |  | C |  | C |  |  |  |  | F1
| 19 WOODLANE RD , LAWRENCEVILLE, NJ, 08648-1051 | 08648-1051 | LAWRENCEVILLE |  |  |  |  | 40.303 | '-74.7309673 |  | NL |  | C |  | C |  |  |  |  | F1
| 21 WOODLANE RD , LAWRENCEVILLE, NJ, 08648-1056 | 08648-1056 | LAWRENCEVILLE |  |  |  |  | 40.3035 | '-74.73061183 |  | NL |  | C |  | C |  |  |  |  | F1
| 23 WOODLANE RD , LAWRENCEVILLE, NJ, 08648-1056 | 08648-1056 | LAWRENCEVILLE |  |  |  |  | 40.3037 | '-74.73044857 |  | NL |  | C |  | C |  |  |  |  | F1
| 30 SPRINGWOOD DR , LAWRENCEVILLE, NJ, 08648-1048 | 08648-1048 | LAWRENCEVILLE |  |  |  |  | 40.3041 | '-74.72998486 |  | NL |  | C |  | C |  |  |  |  | F1
| 12 LAUREL WOOD DR , LAWRENCEVILLE, NJ, 08648-1061 | 08648-1061 | LAWRENCEVILLE |  |  |  |  | 40.3071 | '-74.72529973 |  | NL |  | C |  | C |  |  |  |  | F1
| 27 WOODLANE RD , LAWRENCEVILLE, NJ, 08648-1055 | 08648-1055 | LAWRENCEVILLE |  |  |  |  | 40.3048 | '-74.72989479 |  | NL |  | C |  | C |  |  |  |  | F1
| 17 LAUREL WOOD DR , LAWRENCEVILLE, NJ, 08648-1043 | 08648-1043 | LAWRENCEVILLE |  |  |  |  | 40.3067 | '-74.7252331 |  | UL | N | UX |  | UX
| 14 MANNING LN , LAWRENCEVILLE, NJ, 08648-1019 | 08648-1019 | LAWRENCEVILLE |  |  |  |  | 40.3004 | '-74.72845183 |  | NL |  | C |  | C |  |  |  |  | F1
| 2 LAUREL WOOD DR , LAWRENCEVILLE, NJ, 08648-1060 | 08648-1060 | LAWRENCEVILLE |  |  |  |  | 40.3081 | '-74.72718659 |  | NL |  | C |  | C |  |  |  |  | F1
| 5 SPRINGWOOD DR , LAWRENCEVILLE, NJ, 08648-1047 | 08648-1047 | LAWRENCEVILLE |  |  |  |  | 40.3024 | '-74.73012732 |  | NL |  | C |  | C |  |  |  |  | F1
| 18 LAUREL WOOD DR , LAWRENCEVILLE, NJ, 08648-1044 | 08648-1044 | LAWRENCEVILLE |  |  |  |  | 40.3079 | '-74.72418585 |  | UL | N | UX |  | UX
| 19 LAUREL WOOD DR , LAWRENCEVILLE, NJ, 08648-1043 | 08648-1043 | LAWRENCEVILLE |  |  |  |  | 40.3069 | '-74.72497428 |  | NL |  | C |  | C |  |  |  |  | F1
| 7 SPRINGWOOD DR , LAWRENCEVILLE, NJ, 08648-1047 | 08648-1047 | LAWRENCEVILLE |  |  |  |  | 40.3021 | '-74.72989771 |  | NL |  | C |  | C |  |  |  |  | F1
| 4 SPRINGWOOD DR , LAWRENCEVILLE, NJ, 08648-1048 | 08648-1048 | LAWRENCEVILLE |  |  |  |  | 40.3031 | '-74.73019975 |  | NL |  | C |  | C |  |  |  |  | F1
| 3 SPRINGWOOD DR , LAWRENCEVILLE, NJ, 08648-1047 | 08648-1047 | LAWRENCEVILLE |  |  |  |  | 40.3027 | '-74.73035902 |  | NL |  | C |  | C |  |  |  |  | F1
| 10 LAUREL WOOD DR , LAWRENCEVILLE, NJ, 08648-1061 | 08648-1061 | LAWRENCEVILLE |  |  |  |  | 40.3069 | '-74.72578472 |  | UL | N | UX |  | UX
| 80 TITUS AVE , LAWRENCEVILLE, NJ, 08648-1661 | 08648-1661 | LAWRENCEVILLE |  |  |  |  | 40.2992 | '-74.73667073 |  | NL |  | C |  | C |  |  |  |  | F1
| 24 WOODLANE RD , LAWRENCEVILLE, NJ, 08648-1052 | 08648-1052 | LAWRENCEVILLE |  |  |  |  | 40.3045 | '-74.73050219 |  | UL | N | UX |  | UX
| 40 GREEN AVE , LAWRENCEVILLE, NJ, 08648-1646 | 08648-1646 | LAWRENCEVILLE |  |  |  |  | 40.2963 | '-74.73574413 |  | UL | N | UX |  | UX
| 9 SPRINGWOOD DR , LAWRENCEVILLE, NJ, 08648-1047 | 08648-1047 | LAWRENCEVILLE |  |  |  |  | 40.3019 | '-74.72966811 |  | NL |  | C |  | C |  |  |  |  | F1
| 18 WOODLANE RD , LAWRENCEVILLE, NJ, 08648-1052 | 08648-1052 | LAWRENCEVILLE |  |  |  |  | 40.3037 | '-74.73093812 |  | UL | N | UX |  | UX
| 6 SHADOWSTONE LN , LAWRENCEVILLE, NJ, 08648-1027 | 08648-1027 | LAWRENCEVILLE |  |  |  |  | 40.3046 | '-74.72478143 |  | UL | N | UX |  | UX
| 10 SPRINGWOOD DR , LAWRENCEVILLE, NJ, 08648-1048 | 08648-1048 | LAWRENCEVILLE |  |  |  |  | 40.3024 | '-74.72957149 |  | NL |  | C |  | C |  |  |  |  | F1
| 29 LAUREL WOOD DR , LAWRENCEVILLE, NJ, 08648-1043 | 08648-1043 | LAWRENCEVILLE |  |  |  |  | 40.3079 | '-74.72357568 |  | NL |  | C |  | C |  |  |  |  | F1
| 6 SPRINGWOOD DR , LAWRENCEVILLE, NJ, 08648-1048 | 08648-1048 | LAWRENCEVILLE |  |  |  |  | 40.3029 | '-74.72997665 |  | NL |  | C |  | C |  |  |  |  | F1
| 26 SPRINGWOOD DR , LAWRENCEVILLE, NJ, 08648-1048 | 08648-1048 | LAWRENCEVILLE |  |  |  |  | 40.3035 | '-74.72941324 |  | NL |  | C |  | C |  |  |  |  | F1
| 28 SPRINGWOOD DR , LAWRENCEVILLE, NJ, 08648-1048 | 08648-1048 | LAWRENCEVILLE |  |  |  |  | 40.3037 | '-74.72962422 |  | UL | N | UX |  | UX
| 18 COLD SOIL RD , LAWRENCEVILLE, NJ, 08648-5535 | 08648-5535 | LAWRENCEVILLE |  |  |  |  | 40.3027 | '-74.72663102 |  | NL |  | C |  | C |  |  |  |  | F1
| 3 LAUREL WOOD DR , LAWRENCEVILLE, NJ, 08648-1043 | 08648-1043 | LAWRENCEVILLE |  |  |  |  | 40.3075 | '-74.7271081 |  | UL | N | UX |  | UX
| 48 GREEN AVE , LAWRENCEVILLE, NJ, 08648-1646 | 08648-1646 | LAWRENCEVILLE |  |  |  |  | 40.2968 | '-74.73635613 |  | UL | N | UX |  | UX
| 23 LAUREL WOOD DR , LAWRENCEVILLE, NJ, 08648-1043 | 08648-1043 | LAWRENCEVILLE |  |  |  |  | 40.3073 | '-74.72442345 |  | UL | N | UX |  | UX
| 25 LAUREL WOOD DR , LAWRENCEVILLE, NJ, 08648-1043 | 08648-1043 | LAWRENCEVILLE |  |  |  |  | 40.3075 | '-74.72415616 |  | NL |  | C |  | C |  |  |  |  | F1
| 7 SHADOWSTONE LN , LAWRENCEVILLE, NJ, 08648-1026 | 08648-1026 | LAWRENCEVILLE |  |  |  |  | 40.3046 | '-74.72536637 |  | NL |  | C |  | C |  |  |  |  | F1
| MAIN & CRAVEN ST , LAWRENCEVILLE, NJ, 08648 | 08648 | LAWRENCEVILLE |  |  |  |  | 40.3072 | '-74.74475105 |  | NL |  | C |  | C |  |  |  |  | F1
| 5 LAUREL WOOD DR , LAWRENCEVILLE, NJ, 08648-1043 | 08648-1043 | LAWRENCEVILLE |  |  |  |  | 40.3073 | '-74.7268785 |  | NL |  | C |  | C |  |  |  |  | F1
| 1 IVY GLEN LN , LAWRENCEVILLE, NJ, 08648-1098 | 08648-1098 | LAWRENCEVILLE |  |  |  |  | 40.3078 | '-74.72669042 |  | NL |  | C |  | C |  |  |  |  | F1
| 22 SPRINGWOOD DR , LAWRENCEVILLE, NJ, 08648-1048 | 08648-1048 | LAWRENCEVILLE |  |  |  |  | 40.303 | '-74.72900415 |  | NL |  | C |  | C |  |  |  |  | F1
| 39 SPRINGWOOD DR , LAWRENCEVILLE, NJ, 08648-1047 | 08648-1047 | LAWRENCEVILLE |  |  |  |  | 40.3044 | '-74.72971438 |  | NL |  | C |  | C |  |  |  |  | F1
| 18 HOLLY LN , LAWRENCEVILLE, NJ, 08648-1040 | 08648-1040 | LAWRENCEVILLE |  |  |  |  | 40.3099 | '-74.72575486 |  | NL |  | C |  | C |  |  |  |  | F1
| 3 IVY GLEN LN , LAWRENCEVILLE, NJ, 08648-1098 | 08648-1098 | LAWRENCEVILLE |  |  |  |  | 40.3081 | '-74.72643029 |  | NL |  | C |  | C |  |  |  |  | F1
| 5 TITUS AVE , LAWRENCEVILLE, NJ, 08648-1625 | 08648-1625 | LAWRENCEVILLE |  |  |  |  | 40.2954 | '-74.7327543 |  | G |  | C |  | G |  |  |  |  | F1
| 21 LAUREL WOOD DR , LAWRENCEVILLE, NJ, 08648-1043 | 08648-1043 | LAWRENCEVILLE |  |  |  |  | 40.3071 | '-74.72469766 |  | UL | N | UX |  | UX
| 33 SPRINGWOOD DR , LAWRENCEVILLE, NJ, 08648-1047 | 08648-1047 | LAWRENCEVILLE |  |  |  |  | 40.3036 | '-74.72904421 |  | UL | N | UX |  | UX
| 8 SPRINGWOOD DR , LAWRENCEVILLE, NJ, 08648-1048 | 08648-1048 | LAWRENCEVILLE |  |  |  |  | 40.3026 | '-74.7297708 |  | UL | N | UX |  | UX
| 7 LAUREL WOOD DR , LAWRENCEVILLE, NJ, 08648-1043 | 08648-1043 | LAWRENCEVILLE |  |  |  |  | 40.3071 | '-74.72664772 |  | UL | N | UX |  | UX
| 8 LAUREL WOOD DR , LAWRENCEVILLE, NJ, 08648-1061 | 08648-1061 | LAWRENCEVILLE |  |  |  |  | 40.3072 | '-74.72616007 |  | UL | N | UX |  | UX
| 35 SPRINGWOOD DR , LAWRENCEVILLE, NJ, 08648-1047 | 08648-1047 | LAWRENCEVILLE |  |  |  |  | 40.3039 | '-74.729254 |  | UL | N | UX |  | UX
| 31 SPRINGWOOD DR , LAWRENCEVILLE, NJ, 08648-1047 | 08648-1047 | LAWRENCEVILLE |  |  |  |  | 40.3034 | '-74.72885423 |  | NL |  | C |  | C |  |  |  |  | F1
| 29 SPRINGWOOD DR , LAWRENCEVILLE, NJ, 08648-1047 | 08648-1047 | LAWRENCEVILLE |  |  |  |  | 40.3032 | '-74.7286663 |  | NL |  | C |  | C |  |  |  |  | F1
| 25 SPRINGWOOD DR , LAWRENCEVILLE, NJ, 08648-1047 | 08648-1047 | LAWRENCEVILLE |  |  |  |  | 40.3027 | '-74.72826653 |  | NL |  | C |  | C |  |  |  |  | F1
| 20 SPRINGWOOD DR , LAWRENCEVILLE, NJ, 08648-1048 | 08648-1048 | LAWRENCEVILLE |  |  |  |  | 40.3028 | '-74.72880368 |  | NL |  | C |  | C |  |  |  |  | F1
| 31 COLD SOIL RD , LAWRENCEVILLE, NJ, 08648-1054 | 08648-1054 | LAWRENCEVILLE |  |  |  |  | 40.304 | '-74.72832038 |  | NL |  | C |  | C |  |  |  |  | F1
| 45 GREEN AVE , LAWRENCEVILLE, NJ, 08648-1623 | 08648-1623 | LAWRENCEVILLE |  |  |  |  | 40.2963 | '-74.73641661 |  | NL |  | C |  | C |  |  |  |  | F1
| 37 SPRINGWOOD DR , LAWRENCEVILLE, NJ, 08648-1047 | 08648-1047 | LAWRENCEVILLE |  |  |  |  | 40.3041 | '-74.72946274 |  | UL | N | UX |  | UX
| 8 HOLLY LN , LAWRENCEVILLE, NJ, 08648-1040 | 08648-1040 | LAWRENCEVILLE |  |  |  |  | 40.3088 | '-74.72458619 |  | NL |  | C |  | C |  |  |  |  | F1
| 32 WOODLANE RD , LAWRENCEVILLE, NJ, 08648-1052 | 08648-1052 | LAWRENCEVILLE |  |  |  |  | 40.3054 | '-74.72976402 |  | NL |  | C |  | C |  |  |  |  | F1
| 27 SPRINGWOOD DR , LAWRENCEVILLE, NJ, 08648-1047 | 08648-1047 | LAWRENCEVILLE |  |  |  |  | 40.303 | '-74.72846895 |  | NL |  | C |  | C |  |  |  |  | F1
| 8 SHADOWSTONE LN , LAWRENCEVILLE, NJ, 08648-1027 | 08648-1027 | LAWRENCEVILLE |  |  |  |  | 40.3048 | '-74.72510213 |  | NL |  | C |  | C |  |  |  |  | F1
| 1 WOODBURY LN , LAWRENCEVILLE, NJ, 08648-1049 | 08648-1049 | LAWRENCEVILLE |  |  |  |  | 40.3075 | '-74.72504723 |  | NL |  | C |  | C |  |  |  |  | F1
| 107 VILLAGE MILL EAST , LAWRENCEVILLE, NJ, 08648 | 08648 | LAWRENCEVILLE |  |  |  |  | 40.2912 | '-74.7381424 |  | NL |  | C |  | C |  |  |  |  | F1
| 51 LAWRENCEVILLE PENNINGTON RD APT 108, LAWRENCEVILLE, NJ, 08648-1635 | 08648-1635 | LAWRENCEVILLE |  |  |  |  | 40.2912 | '-74.73797229 |  | NL |  | C |  | C |  |  |  |  | F1
| 51 LAWRPENN RD UNIT #109, LAWRENCEVILLE, NJ, 08648 | 08648 | LAWRENCEVILLE |  |  |  |  | 40.2911 | '-74.73809195 |  | NL |  | C |  | C |  |  |  |  | F1
| 110 VILLAGE MILL EAST , LAWRENCEVILLE, NJ, 08648 | 08648 | LAWRENCEVILLE |  |  |  |  | 40.2914 | '-74.73801215 |  | NL |  | C |  | C |  |  |  |  | F1
| 2913 MAIN ST , LAWRENCEVILLE, NJ, 08648-1046 | 08648-1046 | LAWRENCEVILLE |  |  |  |  | 40.3047 | '-74.72377179 |  | G |  | C |  | G |  |  |  |  | F1
| 14 HOLLY LN , LAWRENCEVILLE, NJ, 08648-1040 | 08648-1040 | LAWRENCEVILLE |  |  |  |  | 40.3094 | '-74.72531697 |  | NL |  | C |  | P |  |  |  |  | F1
| 4 IVY GLEN LN , LAWRENCEVILLE, NJ, 08648-1042 | 08648-1042 | LAWRENCEVILLE |  |  |  |  | 40.3083 | '-74.72677305 |  | NL |  | C |  | C |  |  |  |  | F1
| 10 WOODBURY LN , LAWRENCEVILLE, NJ, 08648-1050 | 08648-1050 | LAWRENCEVILLE |  |  |  |  | 40.3084 | '-74.7260371 |  | UL | N | C |  | UX |  |  |  |  | F1
| 29 WOODLANE RD , LAWRENCEVILLE, NJ, 08648-1055 | 08648-1055 | LAWRENCEVILLE |  |  |  |  | 40.3052 | '-74.72954729 |  | NL |  | C |  | C |  |  |  |  | F1
| 43 COLD SOIL RD , LAWRENCEVILLE, NJ, 08648-5536 | 08648-5536 | LAWRENCEVILLE |  |  |  |  | 40.3058 | '-74.72994783 |  | NL |  | C |  | C |  |  |  |  | F1
| 19 SPRINGWOOD DR , LAWRENCEVILLE, NJ, 08648-1047 | 08648-1047 | LAWRENCEVILLE |  |  |  |  | 40.302 | '-74.72804691 |  | UL | N | UX |  | UX
| 21 SPRINGWOOD DR , LAWRENCEVILLE, NJ, 08648-1047 | 08648-1047 | LAWRENCEVILLE |  |  |  |  | 40.3023 | '-74.72793993 |  | NL |  | C |  | C |  |  |  |  | F1
| 23 SPRINGWOOD DR , LAWRENCEVILLE, NJ, 08648-1047 | 08648-1047 | LAWRENCEVILLE |  |  |  |  | 40.3025 | '-74.72805225 |  | NL |  | C |  | C |  |  |  |  | F1
| 18 SPRINGWOOD DR , LAWRENCEVILLE, NJ, 08648-1048 | 08648-1048 | LAWRENCEVILLE |  |  |  |  | 40.3026 | '-74.72860321 |  | NL |  | C |  | C |  |  |  |  | F1
| 27 LAUREL WOOD DR , LAWRENCEVILLE, NJ, 08648-1043 | 08648-1043 | LAWRENCEVILLE |  |  |  |  | 40.3077 | '-74.72386396 |  | UL | N | UX |  | UX
| 22 LAWRENCEVILLE PENNINGTON RD , LAWRENCEVILLE, NJ, 08648-1648 | 08648-1648 | LAWRENCEVILLE |  |  |  |  | 40.2903 | '-74.73591747 |  | NL |  | C |  | C |  |  |  |  | F1
| 13 HOLLY LN , LAWRENCEVILLE, NJ, 08648-1053 | 08648-1053 | LAWRENCEVILLE |  |  |  |  | 40.3095 | '-74.72599636 |  | UL | N | UX |  | UX
| 5 HOLLY LN , LAWRENCEVILLE, NJ, 08648-1039 | 08648-1039 | LAWRENCEVILLE |  |  |  |  | 40.3085 | '-74.7247468 |  | NL |  | C |  | C |  |  |  |  | F1
| 6 WOODBURY LN , LAWRENCEVILLE, NJ, 08648-1050 | 08648-1050 | LAWRENCEVILLE |  |  |  |  | 40.3081 | '-74.72533001 |  | NL |  | C |  | C |  |  |  |  | F1
| 92 TITUS AVE , LAWRENCEVILLE, NJ, 08648-1661 | 08648-1661 | LAWRENCEVILLE |  |  |  |  | 40.2997 | '-74.73715093 |  | NL |  | C |  | C |  |  |  |  | F1
| 10 IVY GLEN LN , LAWRENCEVILLE, NJ, 08648-1042 | 08648-1042 | LAWRENCEVILLE |  |  |  |  | 40.309 | '-74.72614778 |  | NL |  | C |  | C |  |  |  |  | F1
| 5 WOODBURY LN , LAWRENCEVILLE, NJ, 08648-1049 | 08648-1049 | LAWRENCEVILLE |  |  |  |  | 40.3079 | '-74.72565701 |  | NL |  | C |  | C |  |  |  |  | F1
| 16 SPRINGWOOD DR , LAWRENCEVILLE, NJ, 08648-1048 | 08648-1048 | LAWRENCEVILLE |  |  |  |  | 40.3022 | '-74.72839296 |  | UL | N | UX |  | UX
| 24 SPRINGWOOD DR , LAWRENCEVILLE, NJ, 08648-1048 | 08648-1048 | LAWRENCEVILLE |  |  |  |  | 40.3033 | '-74.72920345 |  | NL |  | C |  | C |  |  |  |  | F1
| 4 EDGEWOOD AVE , LAWRENCEVILLE, NJ, 08648-1003 | 08648-1003 | LAWRENCEVILLE |  |  |  |  | 40.3068 | '-74.7224871 |  | UL | N | UX |  | UX
| 12 HOLLY LN , LAWRENCEVILLE, NJ, 08648-1040 | 08648-1040 | LAWRENCEVILLE |  |  |  |  | 40.3092 | '-74.72507571 |  | NL |  | C |  | C |  |  |  |  | F1
| 27 COLD SOIL RD , LAWRENCEVILLE, NJ, 08648-1054 | 08648-1054 | LAWRENCEVILLE |  |  |  |  | 40.3036 | '-74.72792061 |  | UL | N | UX |  | UX
| 4 WOODBURY LN , LAWRENCEVILLE, NJ, 08648-1050 | 08648-1050 | LAWRENCEVILLE |  |  |  |  | 40.3078 | '-74.72495844 |  | NL |  | C |  | C |  |  |  |  | F1
| 10 HOLLY LN , LAWRENCEVILLE, NJ, 08648-1040 | 08648-1040 | LAWRENCEVILLE |  |  |  |  | 40.309 | '-74.72483678 |  | NL |  | C |  | C |  |  |  |  | F1
| 7 IVY GLEN LN , LAWRENCEVILLE, NJ, 08648-1041 | 08648-1041 | LAWRENCEVILLE |  |  |  |  | 40.3088 | '-74.725755 |  | NL |  | C |  | C |  |  |  |  | F1
| 7 WOODBURY LN , LAWRENCEVILLE, NJ, 08648-1049 | 08648-1049 | LAWRENCEVILLE |  |  |  |  | 40.308 | '-74.72594527 |  | NL |  | C |  | C |  |  |  |  | F1
| 9 LAUREL WOOD DR , LAWRENCEVILLE, NJ, 08648-1043 | 08648-1043 | LAWRENCEVILLE |  |  |  |  | 40.3069 | '-74.72642443 |  | NL |  | C |  | C |  |  |  |  | F1
| 8 IVY GLEN LN , LAWRENCEVILLE, NJ, 08648-1042 | 08648-1042 | LAWRENCEVILLE |  |  |  |  | 40.3088 | '-74.72639409 |  | NL |  | C |  | C |  |  |  |  | F1
| 51 LAWRPENN RD UNIT 111, LAWRENCEVILLE, NJ, 08648 | 08648 | LAWRENCEVILLE |  |  |  |  | 40.3078 | '-74.74405603 |  | NL |  | C |  | C |  |  |  |  | F1
| 3 HOLLY LN , LAWRENCEVILLE, NJ, 08648-1039 | 08648-1039 | LAWRENCEVILLE |  |  |  |  | 40.3083 | '-74.72448689 |  | NL |  | C |  | P |  |  |  |  | F1
| 4 HOLLY LN , LAWRENCEVILLE, NJ, 08648-1040 | 08648-1040 | LAWRENCEVILLE |  |  |  |  | 40.3084 | '-74.72411649 |  | UL | N | UX |  | UX
| 15 LAUREL WOOD DR , LAWRENCEVILLE, NJ, 08648-1043 | 08648-1043 | LAWRENCEVILLE |  |  |  |  | 40.3066 | '-74.72553097 |  | UL | N | UX |  | UX
| 15 MANNING LN , LAWRENCEVILLE, NJ, 08648-1018 | 08648-1018 | LAWRENCEVILLE |  |  |  |  | 40.3001 | '-74.72865099 |  | UL | N | UX |  | UX
| 8 WOODBURY LN , LAWRENCEVILLE, NJ, 08648-1050 | 08648-1050 | LAWRENCEVILLE |  |  |  |  | 40.3083 | '-74.72564878 |  | NL |  | C |  | C |  |  |  |  | F1
| 6 HOLLY LN , LAWRENCEVILLE, NJ, 08648-1040 | 08648-1040 | LAWRENCEVILLE |  |  |  |  | 40.3086 | '-74.72435658 |  | NL |  | C |  | C |  |  |  |  | F1
| 9 HOLLY LN , LAWRENCEVILLE, NJ, 08648-1039 | 08648-1039 | LAWRENCEVILLE |  |  |  |  | 40.309 | '-74.72530528 |  | NL |  | C |  | C |  |  |  |  | F1
| 6 IVY GLEN LN , LAWRENCEVILLE, NJ, 08648-1042 | 08648-1042 | LAWRENCEVILLE |  |  |  |  | 40.3085 | '-74.72659181 |  | UL | N | UX |  | UX
| 7 HOLLY LN , LAWRENCEVILLE, NJ, 08648-1039 | 08648-1039 | LAWRENCEVILLE |  |  |  |  | 40.3087 | '-74.72499739 |  | NL |  | C |  | C |  |  |  |  | F1
| 51 LAWRENCEVILLE PENNINGTON RD APT 102, LAWRENCEVILLE, NJ, 08648-1635 | 08648-1635 | LAWRENCEVILLE |  |  |  |  | 40.2913 | '-74.73788479 |  | UL | N | UX |  | UX
| 209 VILLAGE MILL WEST , LAWRENCEVILLE, NJ, 08648 | 08648 | LAWRENCEVILLE |  |  |  |  | 40.2905 | '-74.73887279 |  | NL |  | C |  | C |  |  |  |  | F1
| 51 LAWRPENN RD UNIT #210, LAWRENCEVILLE, NJ, 08648 | 08648 | LAWRENCEVILLE |  |  |  |  | 40.2911 | '-74.73813527 |  | UL | N | UX |  | UX
| 51 LAWRPENN RD UNIT #201, LAWRENCEVILLE, NJ, 08648 | 08648 | LAWRENCEVILLE |  |  |  |  | 40.2911 | '-74.73818112 |  | UL | N | UX |  | UX
| 51 LAWRENCEVILLE PENNINGTON RD APT 105, LAWRENCEVILLE, NJ, 08648-1635 | 08648-1635 | LAWRENCEVILLE |  |  |  |  | 40.2912 | '-74.73805644 |  | NL |  | C |  | C |  |  |  |  | F1
| 1 MONROE AVE , LAWRENCEVILLE, NJ, 08648-1605 | 08648-1605 | LAWRENCEVILLE |  |  |  |  | 40.2918 | '-74.73468829 |  | NL |  | C |  | C |  |  |  |  | F1
| 205 VILLAGE MILL WEST , LAWRENCEVILLE, NJ, 08648 | 08648 | LAWRENCEVILLE |  |  |  |  | 40.2906 | '-74.73872843 |  | UL | N | UX |  | UX
| 51 LAWRPENN APT 101, LAWRENCEVILLE, NJ, 08648 | 08648 | LAWRENCEVILLE |  |  |  |  | 40.291 | '-74.73822698 |  | UL | N | UX |  | UX
| 51 LAWRPENN RD UNIT #203, LAWRENCEVILLE, NJ, 08648 | 08648 | LAWRENCEVILLE |  |  |  |  | 40.291 | '-74.73826518 |  | NL |  | C |  | C |  |  |  |  | F1
| 51 LAWRPENN RD UNIT #202, LAWRENCEVILLE, NJ, 08648 | 08648 | LAWRENCEVILLE |  |  |  |  | 40.291 | '-74.73830593 |  | NL |  | C |  | C |  |  |  |  | F1
| 15 SUNSET RD , LAWRENCEVILLE, NJ, 08648-2711 | 08648-2711 | LAWRENCEVILLE |  |  |  |  | 40.2836 | '-74.73696596 |  | NL |  | C |  | C |  |  |  |  | F1
| 28 MANNING LN , LAWRENCEVILLE, NJ, 08648-1019 | 08648-1019 | LAWRENCEVILLE |  |  |  |  | 40.3013 | '-74.7298253 |  | UL | N | UX |  | UX
| 51 LAWRPENN RD UNIT #103, LAWRENCEVILLE, NJ, 08648 | 08648 | LAWRENCEVILLE |  |  |  |  | 40.2909 | '-74.73834923 |  | NL |  | C |  | P |  |  |  |  | F1
| METER #2 HALL , LAWRENCEVILLE, NJ, 08648 | 08648 | LAWRENCEVILLE |  |  |  |  | 40.3073 | '-74.74480736 |  | NL |  | O | DUCTILE IRON | C |  |  |  |  | F1
| 51 LAWRPENN RD UNIT #207, LAWRENCEVILLE, NJ, 08648 | 08648 | LAWRENCEVILLE |  |  |  |  | 40.2909 | '-74.73839256 |  | NL |  | C |  | C |  |  |  |  | F1
| 28 W CHURCH RD , LAWRENCEVILLE, NJ, 08648-2708 | 08648-2708 | LAWRENCEVILLE |  |  |  |  | 40.2852 | '-74.7369807 |  | NL |  | C |  | C |  |  |  |  | F1
| 3 TITUS AVE , LAWRENCEVILLE, NJ, 08648-1625 | 08648-1625 | LAWRENCEVILLE |  |  |  |  | 40.2953 | '-74.73259657 |  | NL |  | C |  | C |  |  |  |  | F1
| 3 WOODBURY LN , LAWRENCEVILLE, NJ, 08648-1049 | 08648-1049 | LAWRENCEVILLE |  |  |  |  | 40.3077 | '-74.72537078 |  | UL | N | UX |  | UX
| 133 LAWRPENN RD , LAWRENCEVILLE, NJ, 08648 | 08648 | LAWRENCEVILLE |  |  |  |  | 40.2991 | '-74.74643609 |  | NL |  | C |  | C |  |  |  |  | F1
| K5 SHIRLEY LN , LAWRENCEVILLE, NJ, 08648-1420 | 08648-1420 | LAWRENCEVILLE |  |  |  |  | 40.3018 | '-74.74732535 |  | NL |  | C |  | P |  |  |  |  | F1
| K3 SHIRLEY LN , LAWRENCEVILLE, NJ, 08648-1420 | 08648-1420 | LAWRENCEVILLE |  |  |  |  | 40.3017 | '-74.74723043 |  | NL |  | C |  | P |  |  |  |  | F1
| 51 LAWRPENN RD UNIT #208, LAWRENCEVILLE, NJ, 08648 | 08648 | LAWRENCEVILLE |  |  |  |  | 40.2909 | '-74.73843843 |  | NL |  | C |  | C |  |  |  |  | F1
| K1 SHIRLEY LN , LAWRENCEVILLE, NJ, 08648-1420 | 08648-1420 | LAWRENCEVILLE |  |  |  |  | 40.3016 | '-74.74712803 |  | NL |  | C |  | P |  |  |  |  | F1
| K2 SHIRLEY LN , LAWRENCEVILLE, NJ, 08648-1420 | 08648-1420 | LAWRENCEVILLE |  |  |  |  | 40.3017 | '-74.74718174 |  | UL | N | UX |  | UX
| K4 SHIRLEY LN , LAWRENCEVILLE, NJ, 08648-1420 | 08648-1420 | LAWRENCEVILLE |  |  |  |  | 40.3017 | '-74.74729027 |  | NL |  | C |  | P |  |  |  |  | F1
| K6 SHIRLEY LN , LAWRENCEVILLE, NJ, 08648-1420 | 08648-1420 | LAWRENCEVILLE |  |  |  |  | 40.3018 | '-74.74737657 |  | NL |  | C |  | P |  |  |  |  | F1
| K20 SHIRLEY LN , LAWRENCEVILLE, NJ, 08648-1420 | 08648-1420 | LAWRENCEVILLE |  |  |  |  | 40.3018 | '-74.74660828 |  | UL | N | UX |  | UX
| 22 TITUS AVE , LAWRENCEVILLE, NJ, 08648-1661 | 08648-1661 | LAWRENCEVILLE |  |  |  |  | 40.2963 | '-74.73330084 |  | G |  | C |  | G |  |  |  |  | F1
| K21 SHIRLEY LN , LAWRENCEVILLE, NJ, 08648-1420 | 08648-1420 | LAWRENCEVILLE |  |  |  |  | 40.3018 | '-74.74666045 |  | NL |  | C |  | P |  |  |  |  | F1
| K24 SHIRLEY LN , LAWRENCEVILLE, NJ, 08648-1420 | 08648-1420 | LAWRENCEVILLE |  |  |  |  | 40.3017 | '-74.74683062 |  | NL |  | C |  | P |  |  |  |  | F1
| K19 SHIRLEY LN , LAWRENCEVILLE, NJ, 08648-1420 | 08648-1420 | LAWRENCEVILLE |  |  |  |  | 40.3018 | '-74.74655116 |  | UL | N | UX |  | UX
| K22 SHIRLEY LN , LAWRENCEVILLE, NJ, 08648-1420 | 08648-1420 | LAWRENCEVILLE |  |  |  |  | 40.3017 | '-74.74671883 |  | UL | N | UX |  | UX
| K23 SHIRLEY LN , LAWRENCEVILLE, NJ, 08648-1420 | 08648-1420 | LAWRENCEVILLE |  |  |  |  | 40.3017 | '-74.74677349 |  | NL |  | C |  | P |  |  |  |  | F1
| K7 SHIRLEY LN , LAWRENCEVILLE, NJ, 08648-1420 | 08648-1420 | LAWRENCEVILLE |  |  |  |  | 40.302 | '-74.74727398 |  | NL |  | C |  | P |  |  |  |  | F1
| K8 SHIRLEY LN , LAWRENCEVILLE, NJ, 08648-1420 | 08648-1420 | LAWRENCEVILLE |  |  |  |  | 40.3021 | '-74.74721561 |  | NL |  | P |  | P |  |  |  |  | F1
| K9 SHIRLEY LN , LAWRENCEVILLE, NJ, 08648-1420 | 08648-1420 | LAWRENCEVILLE |  |  |  |  | 40.3021 | '-74.74716095 |  | NL |  | C |  | P |  |  |  |  | F1
| K10 SHIRLEY LN , LAWRENCEVILLE, NJ, 08648-1420 | 08648-1420 | LAWRENCEVILLE |  |  |  |  | 40.3021 | '-74.74711128 |  | NL |  | C |  | P |  |  |  |  | F1
| K11 SHIRLEY LN , LAWRENCEVILLE, NJ, 08648-1420 | 08648-1420 | LAWRENCEVILLE |  |  |  |  | 40.3022 | '-74.74705913 |  | NL |  | C |  | P |  |  |  |  | F1
| 5 GRANDVIEW AVE , LAWRENCEVILLE, NJ, 08648-1006 | 08648-1006 | LAWRENCEVILLE |  |  |  |  | 40.306 | '-74.72340916 |  | UL | N | C |  | UX |  |  |  |  | F1
| K12 SHIRLEY LN , LAWRENCEVILLE, NJ, 08648-1420 | 08648-1420 | LAWRENCEVILLE |  |  |  |  | 40.3022 | '-74.74699922 |  | NL |  | C |  | P |  |  |  |  | F1
| K13 SHIRLEY LN , LAWRENCEVILLE, NJ, 08648-1420 | 08648-1420 | LAWRENCEVILLE |  |  |  |  | 40.3022 | '-74.74662348 |  | NL |  | C |  | P |  |  |  |  | F1
| K14 SHIRLEY LN , LAWRENCEVILLE, NJ, 08648-1420 | 08648-1420 | LAWRENCEVILLE |  |  |  |  | 40.3022 | '-74.74657103 |  | NL |  | C |  | P |  |  |  |  | F1
| K15 SHIRLEY LN , LAWRENCEVILLE, NJ, 08648-1420 | 08648-1420 | LAWRENCEVILLE |  |  |  |  | 40.3021 | '-74.74652855 |  | NL |  | C |  | P |  |  |  |  | F1
| K16 SHIRLEY LN , LAWRENCEVILLE, NJ, 08648-1420 | 08648-1420 | LAWRENCEVILLE |  |  |  |  | 40.3021 | '-74.74648233 |  | NL |  | C |  | P |  |  |  |  | F1
| K17 SHIRLEY LN , LAWRENCEVILLE, NJ, 08648-1420 | 08648-1420 | LAWRENCEVILLE |  |  |  |  | 40.302 | '-74.74643486 |  | UL | N | UX |  | UX
| K18 SHIRLEY LN , LAWRENCEVILLE, NJ, 08648-1420 | 08648-1420 | LAWRENCEVILLE |  |  |  |  | 40.302 | '-74.74637994 |  | NL |  | C |  | P |  |  |  |  | F1
| J17 SHIRLEY LN , LAWRENCEVILLE, NJ, 08648-1421 | 08648-1421 | LAWRENCEVILLE |  |  |  |  | 40.3021 | '-74.74624721 |  | NL |  | C |  | P |  |  |  |  | F1
| J18 SHIRLEY LN , LAWRENCEVILLE, NJ, 08648-1421 | 08648-1421 | LAWRENCEVILLE |  |  |  |  | 40.3021 | '-74.74629843 |  | NL |  | C |  | P |  |  |  |  | F1
| J19 SHIRLEY LN , LAWRENCEVILLE, NJ, 08648-1421 | 08648-1421 | LAWRENCEVILLE |  |  |  |  | 40.3022 | '-74.74634216 |  | NL |  | C |  | P |  |  |  |  | F1
| 13 JAMES ST FL 2, LAWRENCEVILLE, NJ, 08648-1010 | 08648-1010 | LAWRENCEVILLE |  |  |  |  | 40.2988 | '-74.73066824 |  | NL |  | C |  | C |  |  |  |  | F1
| J20 SHIRLEY LN , LAWRENCEVILLE, NJ, 08648-1421 | 08648-1421 | LAWRENCEVILLE |  |  |  |  | 40.3022 | '-74.74638837 |  | NL |  | C |  | P |  |  |  |  | F1
| J21 SHIRLEY LN , LAWRENCEVILLE, NJ, 08648-1421 | 08648-1421 | LAWRENCEVILLE |  |  |  |  | 40.3023 | '-74.74643957 |  | UL | N | UX |  | UX
| J22 SHIRLEY LN , LAWRENCEVILLE, NJ, 08648-1421 | 08648-1421 | LAWRENCEVILLE |  |  |  |  | 40.3023 | '-74.74649201 |  | NL |  | C |  | P |  |  |  |  | F1
| 51 LAWRPENN RD UNIT #204, LAWRENCEVILLE, NJ, 08648 | 08648 | LAWRENCEVILLE |  |  |  |  | 40.2908 | '-74.73847917 |  | NL |  | C |  | C |  |  |  |  | F1
| 4 TRAFALGAR CT , LAWRENCEVILLE, NJ, 08648-2011 | 08648-2011 | LAWRENCEVILLE |  |  |  |  | 40.2904 | '-74.74928746 |  | NL |  | C |  | C |  |  |  |  | F1
| 10 TRAFALGAR CT , LAWRENCEVILLE, NJ, 08648-2011 | 08648-2011 | LAWRENCEVILLE |  |  |  |  | 40.2905 | '-74.7491068 |  | NL |  | C |  | C |  |  |  |  | F1
| 12 TRAFALGAR CT , LAWRENCEVILLE, NJ, 08648-2011 | 08648-2011 | LAWRENCEVILLE |  |  |  |  | 40.2905 | '-74.74904736 |  | NL |  | C |  | C |  |  |  |  | F1
| 14 TRAFALGAR CT , LAWRENCEVILLE, NJ, 08648-2011 | 08648-2011 | LAWRENCEVILLE |  |  |  |  | 40.2906 | '-74.74898675 |  | NL |  | C |  | C |  |  |  |  | F1
| 2361 LAWRENCE RD , LAWRENCEVILLE, NJ, 08648 | 08648 | LAWRENCEVILLE |  |  |  |  | 40.2887 | '-74.7337643 |  | UL | N | UX |  | UX
| BUILDING UNIT #5, LAWRENCEVILLE, NJ, 08648 | 08648 | LAWRENCEVILLE |  |  |  |  | 40.3076 | '-74.74423031 |  | NL |  | C |  | C |  |  |  |  | F1
| 5 GREEN AVE , LAWRENCEVILLE, NJ, 08648-1623 | 08648-1623 | LAWRENCEVILLE |  |  |  |  | 40.2942 | '-74.73393071 |  | G |  | C |  | G |  |  |  |  | F1
| 18 MANNING LN , LAWRENCEVILLE, NJ, 08648-1019 | 08648-1019 | LAWRENCEVILLE |  |  |  |  | 40.3006 | '-74.72877696 |  | NL |  | C |  | C |  |  |  |  | F1
| BUILDING UNIT #6, LAWRENCEVILLE, NJ, 08648 | 08648 | LAWRENCEVILLE |  |  |  |  | 40.3075 | '-74.74453556 |  | NL |  | C |  | C |  |  |  |  | F1
| 46 TRAFALGAR CT , LAWRENCEVILLE, NJ, 08648-2011 | 08648-2011 | LAWRENCEVILLE |  |  |  |  | 40.2912 | '-74.74907238 |  | NL |  | C |  | C |  |  |  |  | F1
| 48 TRAFALGAR CT , LAWRENCEVILLE, NJ, 08648-2011 | 08648-2011 | LAWRENCEVILLE |  |  |  |  | 40.291 | '-74.7491385 |  | NL |  | C |  | C |  |  |  |  | F1
| 50 TRAFALGAR CT , LAWRENCEVILLE, NJ, 08648-2011 | 08648-2011 | LAWRENCEVILLE |  |  |  |  | 40.291 | '-74.7490915 |  | NL |  | C |  | C |  |  |  |  | F1
| 40 TRAFALGAR CT , LAWRENCEVILLE, NJ, 08648-2011 | 08648-2011 | LAWRENCEVILLE |  |  |  |  | 40.2913 | '-74.74886909 |  | NL |  | C |  | C |  |  |  |  | F1
| BUILDING UNIT #11, LAWRENCEVILLE, NJ, 08648 | 08648 | LAWRENCEVILLE |  |  |  |  | 40.3076 | '-74.74489587 |  | NL |  | C |  | C |  |  |  |  | F1
| 34 TRAFALGAR CT , LAWRENCEVILLE, NJ, 08648-2011 | 08648-2011 | LAWRENCEVILLE |  |  |  |  | 40.2914 | '-74.74866741 |  | NL |  | C |  | C |  |  |  |  | F1
| 38 TRAFALGAR CT , LAWRENCEVILLE, NJ, 08648-2011 | 08648-2011 | LAWRENCEVILLE |  |  |  |  | 40.2914 | '-74.74880351 |  | NL |  | C |  | C |  |  |  |  | F1
| A8 CARVER PL , LAWRENCEVILLE, NJ, 08648-1417 | 08648-1417 | LAWRENCEVILLE |  |  |  |  | 40.3013 | '-74.74618607 |  | NL |  | C |  | P |  |  |  |  | F1
| A10 CARVER PL , LAWRENCEVILLE, NJ, 08648-1417 | 08648-1417 | LAWRENCEVILLE |  |  |  |  | 40.3012 | '-74.74608959 |  | NL |  | C |  | P |  |  |  |  | F1
| 11 GRANDVIEW AVE , LAWRENCEVILLE, NJ, 08648-1006 | 08648-1006 | LAWRENCEVILLE |  |  |  |  | 40.3064 | '-74.7229208 |  | NL |  | C |  | C |  |  |  |  | F1
| A7 CARVER PL , LAWRENCEVILLE, NJ, 08648-1417 | 08648-1417 | LAWRENCEVILLE |  |  |  |  | 40.3013 | '-74.74624133 |  | NL |  | C |  | P |  |  |  |  | F1
| A9 CARVER PL , LAWRENCEVILLE, NJ, 08648-1417 | 08648-1417 | LAWRENCEVILLE |  |  |  |  | 40.3012 | '-74.74614016 |  | NL |  | C |  | P |  |  |  |  | F1
| A11 CARVER PL , LAWRENCEVILLE, NJ, 08648-1417 | 08648-1417 | LAWRENCEVILLE |  |  |  |  | 40.3012 | '-74.74604743 |  | NL |  | C |  | P |  |  |  |  | F1
| A12 CARVER PL , LAWRENCEVILLE, NJ, 08648-1417 | 08648-1417 | LAWRENCEVILLE |  |  |  |  | 40.3011 | '-74.74599311 |  | NL |  | C |  | P |  |  |  |  | F1
| B1 CARVER PL , LAWRENCEVILLE, NJ, 08648-1418 | 08648-1418 | LAWRENCEVILLE |  |  |  |  | 40.3013 | '-74.74565049 |  | NL |  | P |  | P |  |  |  |  | F1
| CARVER PL APT B3, LAWRENCEVILLE, NJ, 08648 | 08648 | LAWRENCEVILLE |  |  |  |  | 40.3016 | '-74.74463577 |  | NL |  | C |  | P |  |  |  |  | F1
| B4 CARVER PL , LAWRENCEVILLE, NJ, 08648-1418 | 08648-1418 | LAWRENCEVILLE |  |  |  |  | 40.3015 | '-74.74579194 |  | NL |  | C |  | P |  |  |  |  | F1
| B5 CARVER PL , LAWRENCEVILLE, NJ, 08648-1418 | 08648-1418 | LAWRENCEVILLE |  |  |  |  | 40.3015 | '-74.7458425 |  | UL | N | UX |  | UX
| B6 CARVER PL , LAWRENCEVILLE, NJ, 08648-1418 | 08648-1418 | LAWRENCEVILLE |  |  |  |  | 40.3016 | '-74.74589124 |  | NL |  | C |  | C |  |  |  |  | F1
| 44 TRAFALGAR CT , LAWRENCEVILLE, NJ, 08648-2011 | 08648-2011 | LAWRENCEVILLE |  |  |  |  | 40.2912 | '-74.74899596 |  | NL |  | C |  | C |  |  |  |  | F1
| 20 HENDRICKSON RD , LAWRENCEVILLE, NJ, 08648-1614 | 08648-1614 | LAWRENCEVILLE |  |  |  |  | 40.2927 | '-74.73529506 |  | UL | N | UX |  | UX
| 11 SPRINGWOOD DR , LAWRENCEVILLE, NJ, 08648-1047 | 08648-1047 | LAWRENCEVILLE |  |  |  |  | 40.3017 | '-74.72938079 |  | NL |  | C |  | C |  |  |  |  | F1
| BUILDING UNIT #4, LAWRENCEVILLE, NJ, 08648 | 08648 | LAWRENCEVILLE |  |  |  |  | 40.3075 | '-74.74438533 |  | NL |  | C |  | C |  |  |  |  | F1
| 8 TRAFALGAR CT , LAWRENCEVILLE, NJ, 08648-2011 | 08648-2011 | LAWRENCEVILLE |  |  |  |  | 40.2905 | '-74.7491656 |  | NL |  | C |  | C |  |  |  |  | F1
| 32 TRAFALGAR CT , LAWRENCEVILLE, NJ, 08648-2011 | 08648-2011 | LAWRENCEVILLE |  |  |  |  | 40.2911 | '-74.74826249 |  | NL |  | C |  | P |  |  |  |  | F1
| 42 TRAFALGAR CT , LAWRENCEVILLE, NJ, 08648-2011 | 08648-2011 | LAWRENCEVILLE |  |  |  |  | 40.2913 | '-74.74892829 |  | NL |  | C |  | C |  |  |  |  | F1
| 16 TRAFALGAR CT , LAWRENCEVILLE, NJ, 08648-2011 | 08648-2011 | LAWRENCEVILLE |  |  |  |  | 40.2906 | '-74.74889701 |  | NL |  | C |  | C |  |  |  |  | F1
| 22 TRAFALGAR CT , LAWRENCEVILLE, NJ, 08648-2011 | 08648-2011 | LAWRENCEVILLE |  |  |  |  | 40.2909 | '-74.74856424 |  | NL |  | C |  | C |  |  |  |  | F1
| 24 TRAFALGAR CT , LAWRENCEVILLE, NJ, 08648-2011 | 08648-2011 | LAWRENCEVILLE |  |  |  |  | 40.2909 | '-74.74851286 |  | UL | N | C |  | UX |  |  |  |  | F1
| 26 TRAFALGAR CT , LAWRENCEVILLE, NJ, 08648-2011 | 08648-2011 | LAWRENCEVILLE |  |  |  |  | 40.291 | '-74.74845351 |  | NL |  | C |  | C |  |  |  |  | F1
| 28 TRAFALGAR CT , LAWRENCEVILLE, NJ, 08648-2011 | 08648-2011 | LAWRENCEVILLE |  |  |  |  | 40.291 | '-74.74839032 |  | NL |  | C |  | C |  |  |  |  | F1
| 22 GORDON AVE , LAWRENCEVILLE, NJ, 08648-1033 | 08648-1033 | LAWRENCEVILLE |  |  |  |  | 40.2994 | '-74.73063843 |  | NL |  | C |  | C |  |  |  |  | F1
| 30 TRAFALGAR CT , LAWRENCEVILLE, NJ, 08648-2011 | 08648-2011 | LAWRENCEVILLE |  |  |  |  | 40.291 | '-74.74833218 |  | NL |  | C |  | P |  |  |  |  | F1
| 3 WEXFORD DR , LAWRENCEVILLE, NJ, 08648-2012 | 08648-2012 | LAWRENCEVILLE |  |  |  |  | 40.2896 | '-74.74843058 |  | NL |  | C |  | P |  |  |  |  | F1
| 12 STURWOOD WAY , LAWRENCEVILLE, NJ, 08648-1516 | 08648-1516 | LAWRENCEVILLE |  |  |  |  | 40.29 | '-74.74922613 |  | NL |  | C |  | P |  |  |  |  | F1
| 1 LITTLE CIR , LAWRENCEVILLE, NJ, 08648-2006 | 08648-2006 | LAWRENCEVILLE |  |  |  |  | 40.2898 | '-74.74803063 |  | NL |  | C |  | P |  |  |  |  | F1
| 3 LITTLE CIR , LAWRENCEVILLE, NJ, 08648-2006 | 08648-2006 | LAWRENCEVILLE |  |  |  |  | 40.29 | '-74.74844942 |  | NL |  | C |  | C |  |  |  |  | F1
| A1 CARVER PL , LAWRENCEVILLE, NJ, 08648-1417 | 08648-1417 | LAWRENCEVILLE |  |  |  |  | 40.3014 | '-74.74652371 |  | NL |  | C |  | P |  |  |  |  | F1
| A2 CARVER PL , LAWRENCEVILLE, NJ, 08648-1417 | 08648-1417 | LAWRENCEVILLE |  |  |  |  | 40.3015 | '-74.74646598 |  | NL |  | C |  | P |  |  |  |  | F1
| A3 CARVER PL , LAWRENCEVILLE, NJ, 08648-1417 | 08648-1417 | LAWRENCEVILLE |  |  |  |  | 40.3015 | '-74.74641009 |  | NL |  | C |  | P |  |  |  |  | F1
| A4 CARVER PL , LAWRENCEVILLE, NJ, 08648-1417 | 08648-1417 | LAWRENCEVILLE |  |  |  |  | 40.3015 | '-74.74635606 |  | NL |  | C |  | P |  |  |  |  | F1
| A5 CARVER PL , LAWRENCEVILLE, NJ, 08648-1417 | 08648-1417 | LAWRENCEVILLE |  |  |  |  | 40.3016 | '-74.74630485 |  | NL |  | C |  | P |  |  |  |  | F1
| 24 GORDON AVE , LAWRENCEVILLE, NJ, 08648-1033 | 08648-1033 | LAWRENCEVILLE |  |  |  |  | 40.2995 | '-74.73077921 |  | G |  | C |  | G |  |  |  |  | F1
| A6 CARVER PL , LAWRENCEVILLE, NJ, 08648-1417 | 08648-1417 | LAWRENCEVILLE |  |  |  |  | 40.3016 | '-74.74624242 |  | NL |  | C |  | P |  |  |  |  | F1
| A13 CARVER PL , LAWRENCEVILLE, NJ, 08648-1417 | 08648-1417 | LAWRENCEVILLE |  |  |  |  | 40.3009 | '-74.74589805 |  | NL |  | C |  | P |  |  |  |  | F1
| A14 CARVER PL , LAWRENCEVILLE, NJ, 08648-1417 | 08648-1417 | LAWRENCEVILLE |  |  |  |  | 40.3009 | '-74.74595393 |  | NL |  | C |  | P |  |  |  |  | F1
| A15 CARVER PL , LAWRENCEVILLE, NJ, 08648-1417 | 08648-1417 | LAWRENCEVILLE |  |  |  |  | 40.3008 | '-74.74600889 |  | NL |  | C |  | P |  |  |  |  | F1
| A16 CARVER PL , LAWRENCEVILLE, NJ, 08648-1417 | 08648-1417 | LAWRENCEVILLE |  |  |  |  | 40.3008 | '-74.74606851 |  | NL |  | C |  | P |  |  |  |  | F1
| A17 CARVER PL , LAWRENCEVILLE, NJ, 08648-1417 | 08648-1417 | LAWRENCEVILLE |  |  |  |  | 40.3009 | '-74.74635564 |  | NL |  | C |  | P |  |  |  |  | F1
| A18 CARVER PL , LAWRENCEVILLE, NJ, 08648-1417 | 08648-1417 | LAWRENCEVILLE |  |  |  |  | 40.301 | '-74.74640901 |  | NL |  | C |  | P |  |  |  |  | F1
| A19 CARVER PL , LAWRENCEVILLE, NJ, 08648-1417 | 08648-1417 | LAWRENCEVILLE |  |  |  |  | 40.301 | '-74.74645865 |  | NL |  | C |  | P |  |  |  |  | F1
| A20 CARVER PL , LAWRENCEVILLE, NJ, 08648-1417 | 08648-1417 | LAWRENCEVILLE |  |  |  |  | 40.301 | '-74.74650456 |  | UL | N | UX |  | UX
| B2 CARVER PL , LAWRENCEVILLE, NJ, 08648-1418 | 08648-1418 | LAWRENCEVILLE |  |  |  |  | 40.3014 | '-74.74570573 |  | UL | N | UX |  | UX
| 48 TITUS AVE , LAWRENCEVILLE, NJ, 08648-1661 | 08648-1661 | LAWRENCEVILLE |  |  |  |  | 40.2976 | '-74.73473635 |  | NL |  | C |  | C |  |  |  |  | F1
| 12 WOODFIELD LN , LAWRENCEVILLE, NJ, 08648-1064 | 08648-1064 | LAWRENCEVILLE |  |  |  |  | 40.3055 | '-74.72633932 |  | NL |  | C |  | C |  |  |  |  | F1
| 2 WOODFIELD LN , LAWRENCEVILLE, NJ, 08648-1059 | 08648-1059 | LAWRENCEVILLE |  |  |  |  | 40.3044 | '-74.72789643 |  | NL |  | C |  | C |  |  |  |  | F1
| 9 WOODFIELD LN , LAWRENCEVILLE, NJ, 08648-1063 | 08648-1063 | LAWRENCEVILLE |  |  |  |  | 40.3054 | '-74.72704923 |  | NL |  | C |  | C |  |  |  |  | F1
| 5 WOODFIELD LN , LAWRENCEVILLE, NJ, 08648-1063 | 08648-1063 | LAWRENCEVILLE |  |  |  |  | 40.305 | '-74.72761582 |  | NL |  | C |  | C |  |  |  |  | F1
| 3 BRANCHWOOD CT , LAWRENCEVILLE, NJ, 08648-1057 | 08648-1057 | LAWRENCEVILLE |  |  |  |  | 40.3043 | '-74.72709007 |  | UL | N | UX |  | UX
| 131 LAWRENCEVILLE PENNINGTON RD , LAWRENCEVILLE, NJ, 08648-1414 | 08648-1414 | LAWRENCEVILLE |  |  |  |  | 40.2988 | '-74.74617986 |  | NL |  | C |  | C |  |  |  |  | F1
| 6 LAWRENCIA DR , LAWRENCEVILLE, NJ, 08648-1533 | 08648-1533 | LAWRENCEVILLE |  |  |  |  | 40.2979 | '-74.74666464 |  | NL |  | C |  | C |  |  |  |  | F1
| 12 SPRINGWOOD DR , LAWRENCEVILLE, NJ, 08648-1048 | 08648-1048 | LAWRENCEVILLE |  |  |  |  | 40.3022 | '-74.72938151 |  | NL |  | C |  | C |  |  |  |  | F1
| 14 SPRINGWOOD DR , LAWRENCEVILLE, NJ, 08648-1048 | 08648-1048 | LAWRENCEVILLE |  |  |  |  | 40.3018 | '-74.7290084 |  | NL |  | C |  | C |  |  |  |  | F1
| BUILDING UNIT #7, LAWRENCEVILLE, NJ, 08648 | 08648 | LAWRENCEVILLE |  |  |  |  | 40.308 | '-74.74500454 |  | NL |  | C |  | C |  |  |  |  | F1
| 2 EDGEWOOD AVE , LAWRENCEVILLE, NJ, 08648-1003 | 08648-1003 | LAWRENCEVILLE |  |  |  |  | 40.3066 | '-74.72226953 |  | NL |  | C |  | C |  |  |  |  | F1
| 6 LITTLE CIR , LAWRENCEVILLE, NJ, 08648-2007 | 08648-2007 | LAWRENCEVILLE |  |  |  |  | 40.2904 | '-74.74810993 |  | UL | N | UX |  | UX
| 146 LAWRENCEVILLE PENNINGTON RD , LAWRENCEVILLE, NJ, 08648-1461 | 08648-1461 | LAWRENCEVILLE |  |  |  |  | 40.3003 | '-74.74707171 |  | NL |  | P |  | P |  |  |  |  | F1
| 4 LITTLE CIR , LAWRENCEVILLE, NJ, 08648-2007 | 08648-2007 | LAWRENCEVILLE |  |  |  |  | 40.2902 | '-74.74788877 |  | NL |  | C |  | P |  |  |  |  | F1
| 2 LITTLE CIR , LAWRENCEVILLE, NJ, 08648-2007 | 08648-2007 | LAWRENCEVILLE |  |  |  |  | 40.2899 | '-74.74770019 |  | NL |  | C |  | P |  |  |  |  | F1
| 8 WEXFORD DR , LAWRENCEVILLE, NJ, 08648-2013 | 08648-2013 | LAWRENCEVILLE |  |  |  |  | 40.2898 | '-74.74702005 |  | UL | N | UX |  | UX
| 11 WEXFORD DR , LAWRENCEVILLE, NJ, 08648-2023 | 08648-2023 | LAWRENCEVILLE |  |  |  |  | 40.2901 | '-74.74716874 |  | NL |  | C |  | P |  |  |  |  | F1
| 18 TRAFALGAR CT , LAWRENCEVILLE, NJ, 08648-2011 | 08648-2011 | LAWRENCEVILLE |  |  |  |  | 40.2908 | '-74.74869594 |  | UL | N | UX |  | UX
| 94 DENOW RD , LAWRENCEVILLE, NJ, 08648-2047 | 08648-2047 | LAWRENCEVILLE |  |  |  |  | 40.289 | '-74.74776406 |  | NL |  | C |  | P |  |  |  |  | F1
| 36 TRAFALGAR CT , LAWRENCEVILLE, NJ, 08648-2011 | 08648-2011 | LAWRENCEVILLE |  |  |  |  | 40.2914 | '-74.74873735 |  | NL |  | C |  | C |  |  |  |  | F1
| 52 TRAFALGAR CT , LAWRENCEVILLE, NJ, 08648-2011 | 08648-2011 | LAWRENCEVILLE |  |  |  |  | 40.2909 | '-74.74900813 |  | NL |  | C |  | P |  |  |  |  | F1
| 20 LAWRPENN RD , LAWRENCEVILLE, NJ, 08648 | 08648 | LAWRENCEVILLE |  |  |  |  | 40.2903 | '-74.73549859 |  | NL |  | C |  | C |  |  |  |  | F1
| 6 WEXFORD DR , LAWRENCEVILLE, NJ, 08648-2013 | 08648-2013 | LAWRENCEVILLE |  |  |  |  | 40.2896 | '-74.7472995 |  | NL |  | C |  | P |  |  |  |  | F1
| 4 CHARLES WAY , LAWRENCEVILLE, NJ, 08648-2020 | 08648-2020 | LAWRENCEVILLE |  |  |  |  | 40.2889 | '-74.73863712 |  | NL |  | C |  | C |  |  |  |  | F1
| 6 WOODFIELD LN , LAWRENCEVILLE, NJ, 08648-1064 | 08648-1064 | LAWRENCEVILLE |  |  |  |  | 40.3049 | '-74.72702653 |  | NL |  | C |  | C |  |  |  |  | F1
| BUILDING UNIT #8, LAWRENCEVILLE, NJ, 08648 | 08648 | LAWRENCEVILLE |  |  |  |  | 40.3081 | '-74.74532095 |  | NL |  | C |  | C |  |  |  |  | F1
| 6 FEATHERBED CT , LAWRENCEVILLE, NJ, 08648-2005 | 08648-2005 | LAWRENCEVILLE |  |  |  |  | 40.2909 | '-74.74608441 |  | UL | N | C |  | UX |  |  |  |  | F1
| 10 FEATHERBED CT , LAWRENCEVILLE, NJ, 08648-2005 | 08648-2005 | LAWRENCEVILLE |  |  |  |  | 40.291 | '-74.74619771 |  | UL | N | C |  | UX |  |  |  |  | F1
| 2 LAWRENCIA DR , LAWRENCEVILLE, NJ, 08648-1533 | 08648-1533 | LAWRENCEVILLE |  |  |  |  | 40.2984 | '-74.7460107 |  | NL |  | C |  | C |  |  |  |  | F1
| BUILDING UNIT #9, LAWRENCEVILLE, NJ, 08648 | 08648 | LAWRENCEVILLE |  |  |  |  | 40.3076 | '-74.74542107 |  | NL |  | C |  | C |  |  |  |  | F1
| BUILDING UNIT #3, LAWRENCEVILLE, NJ, 08648 | 08648 | LAWRENCEVILLE |  |  |  |  | 40.3078 | '-74.74515818 |  | NL |  | C |  | C |  |  |  |  | F1
| 2 FEATHERBED CT , LAWRENCEVILLE, NJ, 08648-2005 | 08648-2005 | LAWRENCEVILLE |  |  |  |  | 40.2908 | '-74.74596436 |  | UL | N | UX |  | UX
| 2459 MAIN ST , LAWRENCEVILLE, NJ, 08648-1634 | 08648-1634 | LAWRENCEVILLE |  |  |  |  | 40.2912 | '-74.73426517 |  | NL |  | C |  | C |  |  |  |  | F1
| 4 FEATHERBED CT , LAWRENCEVILLE, NJ, 08648-2005 | 08648-2005 | LAWRENCEVILLE |  |  |  |  | 40.2909 | '-74.74603429 |  | NL |  | C |  | C |  |  |  |  | F1
| 8 FEATHERBED CT , LAWRENCEVILLE, NJ, 08648-2005 | 08648-2005 | LAWRENCEVILLE |  |  |  |  | 40.291 | '-74.74613827 |  | NL |  | C |  | C |  |  |  |  | F1
| 12 FEATHERBED CT , LAWRENCEVILLE, NJ, 08648-2005 | 08648-2005 | LAWRENCEVILLE |  |  |  |  | 40.2911 | '-74.74625832 |  | NL |  | C |  | P |  |  |  |  | F1
| 2301 LAWRENCE RD , LAWRENCEVILLE, NJ, 08648-2025 | 08648-2025 | LAWRENCEVILLE |  |  |  |  | 40.2871 | '-74.73520511 |  | NL |  | C |  | C |  |  |  |  | F1
| 7 BRANCHWOOD CT , LAWRENCEVILLE, NJ, 08648-1057 | 08648-1057 | LAWRENCEVILLE |  |  |  |  | 40.3039 | '-74.72662937 |  | UL | N | UX |  | UX
| 2499 MAIN ST FL 1ST, LAWRENCEVILLE, NJ, 08648-1616 | 08648-1616 | LAWRENCEVILLE |  |  |  |  | 40.2929 | '-74.73397227 |  | UL | N | UX |  | UX
| 2 CHARLES WAY , LAWRENCEVILLE, NJ, 08648-2020 | 08648-2020 | LAWRENCEVILLE |  |  |  |  | 40.2887 | '-74.73840171 |  | NL |  | C |  | C |  |  |  |  | F1
| 5 CHARLES WAY , LAWRENCEVILLE, NJ, 08648-2019 | 08648-2019 | LAWRENCEVILLE |  |  |  |  | 40.2889 | '-74.73912632 |  | NL |  | C |  | C |  |  |  |  | F1
| 3 CHARLES WAY , LAWRENCEVILLE, NJ, 08648-2019 | 08648-2019 | LAWRENCEVILLE |  |  |  |  | 40.2886 | '-74.73889672 |  | NL |  | C |  | C |  |  |  |  | F1
| 5 PEMBROKE CT , LAWRENCEVILLE, NJ, 08648-2008 | 08648-2008 | LAWRENCEVILLE |  |  |  |  | 40.2903 | '-74.74473984 |  | UL | N | UX |  | UX
| 17 MONROE AVE , LAWRENCEVILLE, NJ, 08648-1605 | 08648-1605 | LAWRENCEVILLE |  |  |  |  | 40.2911 | '-74.73640499 |  | G |  | G |  | G |  |  |  |  | F1
| 90 DENOW RD , LAWRENCEVILLE, NJ, 08648-2047 | 08648-2047 | LAWRENCEVILLE |  |  |  |  | 40.289 | '-74.74727291 |  | NL |  | C |  | P |  |  |  |  | F1
| 6 CHARLES WAY , LAWRENCEVILLE, NJ, 08648-2020 | 08648-2020 | LAWRENCEVILLE |  |  |  |  | 40.2891 | '-74.73887722 |  | NL |  | C |  | C |  |  |  |  | F1
| B18 CARVER PL , LAWRENCEVILLE, NJ, 08648-1418 | 08648-1418 | LAWRENCEVILLE |  |  |  |  | 40.3014 | '-74.74532392 |  | NL |  | C |  | P |  |  |  |  | F1
| B19 CARVER PL , LAWRENCEVILLE, NJ, 08648-1418 | 08648-1418 | LAWRENCEVILLE |  |  |  |  | 40.3014 | '-74.74537888 |  | NL |  | C |  | P |  |  |  |  | F1
| B20 CARVER PL , LAWRENCEVILLE, NJ, 08648-1418 | 08648-1418 | LAWRENCEVILLE |  |  |  |  | 40.3013 | '-74.7454385 |  | UL | N | UX |  | UX
| B8 CARVER PL , LAWRENCEVILLE, NJ, 08648-1418 | 08648-1418 | LAWRENCEVILLE |  |  |  |  | 40.3016 | '-74.74568693 |  | NL |  | C |  | P |  |  |  |  | F1
| B9 CARVER PL , LAWRENCEVILLE, NJ, 08648-1418 | 08648-1418 | LAWRENCEVILLE |  |  |  |  | 40.3016 | '-74.74563199 |  | NL |  | C |  | P |  |  |  |  | F1
| B11 CARVER PL , LAWRENCEVILLE, NJ, 08648-1418 | 08648-1418 | LAWRENCEVILLE |  |  |  |  | 40.3019 | '-74.74568154 |  | NL |  | C |  | P |  |  |  |  | F1
| B12 CARVER PL , LAWRENCEVILLE, NJ, 08648-1418 | 08648-1418 | LAWRENCEVILLE |  |  |  |  | 40.3019 | '-74.74563188 |  | NL |  | C |  | P |  |  |  |  | F1
| B15 CARVER PL , LAWRENCEVILLE, NJ, 08648-1418 | 08648-1418 | LAWRENCEVILLE |  |  |  |  | 40.3017 | '-74.74548951 |  | NL |  | C |  | C |  |  |  |  | F1
| 2897 MAIN ST , LAWRENCEVILLE, NJ, 08648-1046 | 08648-1046 | LAWRENCEVILLE |  |  |  |  | 40.3042 | '-74.72433757 |  | G |  | C |  | G |  |  |  |  | F1
| 2695 MAIN ST , LAWRENCEVILLE, NJ, 08648 | 08648 | LAWRENCEVILLE |  |  |  |  | 40.2986 | '-74.7291147 |  | NL |  | C |  | C |  |  |  |  | F1
| 19 WOODFIELD LN , LAWRENCEVILLE, NJ, 08648-1062 | 08648-1062 | LAWRENCEVILLE |  |  |  |  | 40.3066 | '-74.72769496 |  | NL |  | C |  | C |  |  |  |  | F1
| 10 WOODFIELD LN , LAWRENCEVILLE, NJ, 08648-1064 | 08648-1064 | LAWRENCEVILLE |  |  |  |  | 40.3053 | '-74.72652149 |  | NL |  | C |  | C |  |  |  |  | F1
| 4 WOODFIELD LN , LAWRENCEVILLE, NJ, 08648-1064 | 08648-1064 | LAWRENCEVILLE |  |  |  |  | 40.3047 | '-74.72729456 |  | NL |  | C |  | C |  |  |  |  | F1
| 14 WOODFIELD LN , LAWRENCEVILLE, NJ, 08648-1064 | 08648-1064 | LAWRENCEVILLE |  |  |  |  | 40.3058 | '-74.72633478 |  | NL |  | C |  | C |  |  |  |  | F1
| 6 TRAFALGAR CT , LAWRENCEVILLE, NJ, 08648-2011 | 08648-2011 | LAWRENCEVILLE |  |  |  |  | 40.2904 | '-74.74922685 |  | NL |  | C |  | C |  |  |  |  | F1
| 2 TRAFALGAR CT , LAWRENCEVILLE, NJ, 08648-2011 | 08648-2011 | LAWRENCEVILLE |  |  |  |  | 40.2903 | '-74.74935739 |  | NL |  | C |  | C |  |  |  |  | F1
| BUILDING UNIT #2, LAWRENCEVILLE, NJ, 08648 | 08648 | LAWRENCEVILLE |  |  |  |  | 40.3078 | '-74.74548236 |  | NL |  | C |  | C |  |  |  |  | F1
| 46 CATBIRD CT , LAWRENCEVILLE, NJ, 08648-2045 | 08648-2045 | LAWRENCEVILLE |  |  |  |  | 40.2914 | '-74.74541397 |  | NL |  | C |  | P |  |  |  |  | F1
| 44 CATBIRD CT , LAWRENCEVILLE, NJ, 08648-2045 | 08648-2045 | LAWRENCEVILLE |  |  |  |  | 40.2913 | '-74.74546781 |  | NL |  | C |  | P |  |  |  |  | F1
| B17 CARVER PL , LAWRENCEVILLE, NJ, 08648-1418 | 08648-1418 | LAWRENCEVILLE |  |  |  |  | 40.3014 | '-74.74527084 |  | NL |  | C |  | P |  |  |  |  | F1
| 2775 MAIN ST , LAWRENCEVILLE, NJ, 08648-1037 | 08648-1037 | LAWRENCEVILLE |  |  |  |  | 40.3007 | '-74.7271987 |  | G |  | G |  | G |  |  |  |  | F1
| BUILDING UNIT #10, LAWRENCEVILLE, NJ, 08648 | 08648 | LAWRENCEVILLE |  |  |  |  | 40.3074 | '-74.74443442 |  | NL |  | C |  | C |  |  |  |  | F1
| 16 HOPKINS DR , LAWRENCEVILLE, NJ, 08648-2018 | 08648-2018 | LAWRENCEVILLE |  |  |  |  | 40.2891 | '-74.74001875 |  | NL |  | C |  | C |  |  |  |  | F1
| 8 CHARLES WAY , LAWRENCEVILLE, NJ, 08648-2020 | 08648-2020 | LAWRENCEVILLE |  |  |  |  | 40.2893 | '-74.73909634 |  | NL |  | C |  | C |  |  |  |  | F1
| 12 HOPKINS DR , LAWRENCEVILLE, NJ, 08648-2018 | 08648-2018 | LAWRENCEVILLE |  |  |  |  | 40.2896 | '-74.73953673 |  | NL |  | C |  | C |  |  |  |  | F1
| 2 CATBIRD CT , LAWRENCEVILLE, NJ, 08648-2001 | 08648-2001 | LAWRENCEVILLE |  |  |  |  | 40.2915 | '-74.74510099 |  | UL | N | UX |  | UX
| 14 CATBIRD CT , LAWRENCEVILLE, NJ, 08648-2001 | 08648-2001 | LAWRENCEVILLE |  |  |  |  | 40.2917 | '-74.74544808 |  | NL |  | C |  | P |  |  |  |  | F1
| 8 CATBIRD CT , LAWRENCEVILLE, NJ, 08648-2001 | 08648-2001 | LAWRENCEVILLE |  |  |  |  | 40.2916 | '-74.74528165 |  | NL |  | C |  | P |  |  |  |  | F1
| 10 CATBIRD CT , LAWRENCEVILLE, NJ, 08648-2001 | 08648-2001 | LAWRENCEVILLE |  |  |  |  | 40.2917 | '-74.74534109 |  | NL |  | P |  | P |  |  |  |  | F1
| 16 CATBIRD CT , LAWRENCEVILLE, NJ, 08648-2001 | 08648-2001 | LAWRENCEVILLE |  |  |  |  | 40.2918 | '-74.74549674 |  | NL |  | C |  | P |  |  |  |  | F1
| 59 TITUS AVE , LAWRENCEVILLE, NJ, 08648-1647 | 08648-1647 | LAWRENCEVILLE |  |  |  |  | 40.2981 | '-74.73580334 |  | UL | N | UX |  | UX
| 20 TRAFALGAR CT , LAWRENCEVILLE, NJ, 08648-2011 | 08648-2011 | LAWRENCEVILLE |  |  |  |  | 40.2908 | '-74.74862368 |  | NL |  | C |  | C |  |  |  |  | F1
| 4 PEMBROKE CT , LAWRENCEVILLE, NJ, 08648-2009 | 08648-2009 | LAWRENCEVILLE |  |  |  |  | 40.2904 | '-74.7453556 |  | UL | N | UX |  | UX
| B14 CARVER PL , LAWRENCEVILLE, NJ, 08648-1418 | 08648-1418 | LAWRENCEVILLE |  |  |  |  | 40.3018 | '-74.74554101 |  | NL |  | C |  | P |  |  |  |  | F1
| B7 CARVER PL , LAWRENCEVILLE, NJ, 08648-1418 | 08648-1418 | LAWRENCEVILLE |  |  |  |  | 40.3016 | '-74.74574596 |  | NL |  | C |  | P |  |  |  |  | F1
| 24 HOPKINS DR , LAWRENCEVILLE, NJ, 08648-2018 | 08648-2018 | LAWRENCEVILLE |  |  |  |  | 40.2881 | '-74.74031232 |  | NL |  | C |  | C |  |  |  |  | F1
| 14 HOPKINS DR , LAWRENCEVILLE, NJ, 08648-2018 | 08648-2018 | LAWRENCEVILLE |  |  |  |  | 40.2893 | '-74.73981496 |  | NL |  | C |  | C |  |  |  |  | F1
| 10 HOPKINS DR , LAWRENCEVILLE, NJ, 08648-2018 | 08648-2018 | LAWRENCEVILLE |  |  |  |  | 40.2897 | '-74.73928386 |  | NL |  | C |  | C |  |  |  |  | F1
| 20 HOPKINS DR , LAWRENCEVILLE, NJ, 08648-2018 | 08648-2018 | LAWRENCEVILLE |  |  |  |  | 40.2886 | '-74.74032921 |  | NL |  | C |  | C |  |  |  |  | F1
| 22 HOPKINS DR , LAWRENCEVILLE, NJ, 08648-2018 | 08648-2018 | LAWRENCEVILLE |  |  |  |  | 40.2883 | '-74.74039249 |  | UL | N | UX |  | C |  |  |  |  | F1
| 40 CATBIRD CT , LAWRENCEVILLE, NJ, 08648-2045 | 08648-2045 | LAWRENCEVILLE |  |  |  |  | 40.2912 | '-74.74559462 |  | NL |  | C |  | P |  |  |  |  | F1
| 1 CONCORD AVE , LAWRENCEVILLE, NJ, 08648-1001 | 08648-1001 | LAWRENCEVILLE |  |  |  |  | 40.3057 | '-74.72292844 |  | NL |  | C |  | C |  |  |  |  | F1
| 38 CATBIRD CT , LAWRENCEVILLE, NJ, 08648-2045 | 08648-2045 | LAWRENCEVILLE |  |  |  |  | 40.2912 | '-74.74564482 |  | NL |  | C |  | P |  |  |  |  | F1
| BUILDING UNIT #1, LAWRENCEVILLE, NJ, 08648 | 08648 | LAWRENCEVILLE |  |  |  |  | 40.3074 | '-74.74515676 |  | NL |  | C |  | C |  |  |  |  | F1
| 4 CATBIRD CT , LAWRENCEVILLE, NJ, 08648-2001 | 08648-2001 | LAWRENCEVILLE |  |  |  |  | 40.2915 | '-74.74517092 |  | NL |  | C |  | P |  |  |  |  | F1
| 19 HOPKINS DR , LAWRENCEVILLE, NJ, 08648-2017 | 08648-2017 | LAWRENCEVILLE |  |  |  |  | 40.2882 | '-74.73954808 |  | NL |  | C |  | C |  |  |  |  | F1
| 15 HOPKINS DR , LAWRENCEVILLE, NJ, 08648-2017 | 08648-2017 | LAWRENCEVILLE |  |  |  |  | 40.2887 | '-74.73983978 |  | NL |  | C |  | C |  |  |  |  | F1
| 13 HOPKINS DR , LAWRENCEVILLE, NJ, 08648-2017 | 08648-2017 | LAWRENCEVILLE |  |  |  |  | 40.2891 | '-74.73959239 |  | NL |  | C |  | C |  |  |  |  | F1
| 5 LAWRENCIA DR , LAWRENCEVILLE, NJ, 08648-1532 | 08648-1532 | LAWRENCEVILLE |  |  |  |  | 40.2976 | '-74.74632835 |  | NL |  | C |  | C |  |  |  |  | F1
| B10 CARVER PL , LAWRENCEVILLE, NJ, 08648-1418 | 08648-1418 | LAWRENCEVILLE |  |  |  |  | 40.3017 | '-74.74557329 |  | NL |  | C |  | P |  |  |  |  | F1
| J14 SHIRLEY LN , LAWRENCEVILLE, NJ, 08648-1421 | 08648-1421 | LAWRENCEVILLE |  |  |  |  | 40.3021 | '-74.74584257 |  | UL | N | UX |  | UX
| 6 CATBIRD CT , LAWRENCEVILLE, NJ, 08648-2001 | 08648-2001 | LAWRENCEVILLE |  |  |  |  | 40.2916 | '-74.74523153 |  | NL |  | C |  | P |  |  |  |  | F1
| 12 TITUS AVE , LAWRENCEVILLE, NJ, 08648-1626 | 08648-1626 | LAWRENCEVILLE |  |  |  |  | 40.2958 | '-74.73269354 |  | NL |  | C |  | C |  |  |  |  | F1
| 18 CATBIRD CT , LAWRENCEVILLE, NJ, 08648-2015 | 08648-2015 | LAWRENCEVILLE |  |  |  |  | 40.2918 | '-74.7456708 |  | NL |  | C |  | P |  |  |  |  | F1
| 17 HOPKINS DR , LAWRENCEVILLE, NJ, 08648-2017 | 08648-2017 | LAWRENCEVILLE |  |  |  |  | 40.2884 | '-74.7400279 |  | UL | N | UX |  | UX
| 31 W LONG DR , LAWRENCEVILLE, NJ, 08648-2709 | 08648-2709 | LAWRENCEVILLE |  |  |  |  | 40.2822 | '-74.73716772 |  | NL |  | C |  | C |  |  |  |  | F1
| 11 WOODFIELD LN , LAWRENCEVILLE, NJ, 08648-1063 | 08648-1063 | LAWRENCEVILLE |  |  |  |  | 40.3056 | '-74.72674969 |  | NL |  | C |  | C |  |  |  |  | F1
| 5 BRANCHWOOD CT , LAWRENCEVILLE, NJ, 08648-1057 | 08648-1057 | LAWRENCEVILLE |  |  |  |  | 40.3041 | '-74.7268896 |  | NL |  | C |  | C |  |  |  |  | F1
| 10 GORDON - 2ND FLR AVE , LAWRENCEVILLE, NJ, 08648 | 08648 | LAWRENCEVILLE |  |  |  |  | 40.2987 | '-74.73001001 |  | NL |  | C |  | C |  |  |  |  | F1
| 1 CHARLES WAY , LAWRENCEVILLE, NJ, 08648-2019 | 08648-2019 | LAWRENCEVILLE |  |  |  |  | 40.2885 | '-74.73868692 |  | NL |  | C |  | C |  |  |  |  | F1
| 18 HOPKINS DR , LAWRENCEVILLE, NJ, 08648-2018 | 08648-2018 | LAWRENCEVILLE |  |  |  |  | 40.2889 | '-74.74018473 |  | UL | N | UX |  | UX
| 10 PEMBROKE CT , LAWRENCEVILLE, NJ, 08648-2009 | 08648-2009 | LAWRENCEVILLE |  |  |  |  | 40.2898 | '-74.74474594 |  | NL |  | C |  | C |  |  |  |  | F1
| 11 EDGEHILL AVE , LAWRENCEVILLE, NJ, 08648-1621 | 08648-1621 | LAWRENCEVILLE |  |  |  |  | 40.2963 | '-74.73413806 |  | UL | N | UX |  | UX
| 3 FEATHERBED CT , LAWRENCEVILLE, NJ, 08648-2004 | 08648-2004 | LAWRENCEVILLE |  |  |  |  | 40.2915 | '-74.74677858 |  | NL |  | C |  | C |  |  |  |  | F1
| 9 FEATHERBED CT , LAWRENCEVILLE, NJ, 08648-2004 | 08648-2004 | LAWRENCEVILLE |  |  |  |  | 40.2917 | '-74.74675141 |  | NL |  | C |  | P |  |  |  |  | F1
| 48 CATBIRD CT , LAWRENCEVILLE, NJ, 08648-2045 | 08648-2045 | LAWRENCEVILLE |  |  |  |  | 40.2914 | '-74.74533355 |  | NL |  | C |  | P |  |  |  |  | F1
| J1 SHIRLEY LN , LAWRENCEVILLE, NJ, 08648-1421 | 08648-1421 | LAWRENCEVILLE |  |  |  |  | 40.3026 | '-74.74641224 |  | NL |  | C |  | P |  |  |  |  | F1
| J2 SHIRLEY LN , LAWRENCEVILLE, NJ, 08648-1421 | 08648-1421 | LAWRENCEVILLE |  |  |  |  | 40.3027 | '-74.74635421 |  | NL |  | C |  | C |  |  |  |  | F1
| J3 SHIRLEY LN , LAWRENCEVILLE, NJ, 08648-1421 | 08648-1421 | LAWRENCEVILLE |  |  |  |  | 40.3027 | '-74.74629299 |  | NL |  | C |  | C |  |  |  |  | F1
| J4 SHIRLEY LN , LAWRENCEVILLE, NJ, 08648-1421 | 08648-1421 | LAWRENCEVILLE |  |  |  |  | 40.3027 | '-74.74623711 |  | NL |  | C |  | C |  |  |  |  | F1
| J5 SHIRLEY LN , LAWRENCEVILLE, NJ, 08648-1421 | 08648-1421 | LAWRENCEVILLE |  |  |  |  | 40.3026 | '-74.74605354 |  | NL |  | C |  | P |  |  |  |  | F1
| J6 SHIRLEY LN , LAWRENCEVILLE, NJ, 08648-1421 | 08648-1421 | LAWRENCEVILLE |  |  |  |  | 40.3025 | '-74.74599983 |  | NL |  | C |  | P |  |  |  |  | F1
| J7 SHIRLEY LN , LAWRENCEVILLE, NJ, 08648-1421 | 08648-1421 | LAWRENCEVILLE |  |  |  |  | 40.3025 | '-74.74595485 |  | UL | N | UX |  | UX
| 18 WILLOW RD , LAWRENCEVILLE, NJ, 08648-1620 | 08648-1620 | LAWRENCEVILLE |  |  |  |  | 40.2922 | '-74.73630018 |  | NL |  | C |  | P |  |  |  |  | F1
| J8 SHIRLEY LN , LAWRENCEVILLE, NJ, 08648-1421 | 08648-1421 | LAWRENCEVILLE |  |  |  |  | 40.3024 | '-74.74591237 |  | NL |  | C |  | P |  |  |  |  | F1
| J9 SHIRLEY LN , LAWRENCEVILLE, NJ, 08648-1421 | 08648-1421 | LAWRENCEVILLE |  |  |  |  | 40.3024 | '-74.7458649 |  | NL |  | C |  | P |  |  |  |  | F1
| J10 SHIRLEY LN , LAWRENCEVILLE, NJ, 08648-1421 | 08648-1421 | LAWRENCEVILLE |  |  |  |  | 40.3024 | '-74.74580496 |  | NL |  | C |  | C |  |  |  |  | F1
| J11 SHIRLEY LN , LAWRENCEVILLE, NJ, 08648-1421 | 08648-1421 | LAWRENCEVILLE |  |  |  |  | 40.3022 | '-74.74567739 |  | NL |  | C |  | P |  |  |  |  | F1
| J12 SHIRLEY LN , LAWRENCEVILLE, NJ, 08648-1421 | 08648-1421 | LAWRENCEVILLE |  |  |  |  | 40.3022 | '-74.745737 |  | NL |  | C |  | P |  |  |  |  | F1
| J13 SHIRLEY LN , LAWRENCEVILLE, NJ, 08648-1421 | 08648-1421 | LAWRENCEVILLE |  |  |  |  | 40.3021 | '-74.74578918 |  | NL |  | C |  | C |  |  |  |  | F1
| J15 SHIRLEY LN , LAWRENCEVILLE, NJ, 08648-1421 | 08648-1421 | LAWRENCEVILLE |  |  |  |  | 40.302 | '-74.74589224 |  | NL |  | C |  | P |  |  |  |  | F1
| J16 SHIRLEY LN , LAWRENCEVILLE, NJ, 08648-1421 | 08648-1421 | LAWRENCEVILLE |  |  |  |  | 40.302 | '-74.74595187 |  | UL | N | UX |  | UX
| B13 CARVER PL , LAWRENCEVILLE, NJ, 08648-1418 | 08648-1418 | LAWRENCEVILLE |  |  |  |  | 40.3018 | '-74.74558597 |  | NL |  | C |  | P |  |  |  |  | F1
| B16 CARVER PL , LAWRENCEVILLE, NJ, 08648-1418 | 08648-1418 | LAWRENCEVILLE |  |  |  |  | 40.3017 | '-74.74543797 |  | NL |  | C |  | P |  |  |  |  | F1
| 15 HENDRICKSON RD , LAWRENCEVILLE, NJ, 08648-1613 | 08648-1613 | LAWRENCEVILLE |  |  |  |  | 40.2923 | '-74.73541108 |  | UL | N | UX |  | UX
| 6 PEMBROKE CT , LAWRENCEVILLE, NJ, 08648-2009 | 08648-2009 | LAWRENCEVILLE |  |  |  |  | 40.2902 | '-74.74515067 |  | NL |  | C |  | C |  |  |  |  | F1
| 11 PEMBROKE CT , LAWRENCEVILLE, NJ, 08648-2008 | 08648-2008 | LAWRENCEVILLE |  |  |  |  | 40.2896 | '-74.74408195 |  | NL |  | C |  | P |  |  |  |  | F1
| 21 HOPKINS DR , LAWRENCEVILLE, NJ, 08648-2017 | 08648-2017 | LAWRENCEVILLE |  |  |  |  | 40.288 | '-74.73949715 |  | UL | N | UX |  | UX
| 11 FEATHERBED CT , LAWRENCEVILLE, NJ, 08648-2004 | 08648-2004 | LAWRENCEVILLE |  |  |  |  | 40.2918 | '-74.74674985 |  | NL |  | C |  | P |  |  |  |  | F1
| 6 BRANCHWOOD CT , LAWRENCEVILLE, NJ, 08648-1057 | 08648-1057 | LAWRENCEVILLE |  |  |  |  | 40.3039 | '-74.72724929 |  | NL |  | C |  | C |  |  |  |  | F1
| 1 WOODFIELD LN , LAWRENCEVILLE, NJ, 08648-1063 | 08648-1063 | LAWRENCEVILLE |  |  |  |  | 40.3046 | '-74.72820232 |  | NL |  | C |  | C |  |  |  |  | F1
| 4 ROSEBERRY CT , LAWRENCEVILLE, NJ, 08648-1058 | 08648-1058 | LAWRENCEVILLE |  |  |  |  | 40.3061 | '-74.72786203 |  | NL |  | C |  | C |  |  |  |  | F1
| 13 FEATHERBED CT , LAWRENCEVILLE, NJ, 08648-2004 | 08648-2004 | LAWRENCEVILLE |  |  |  |  | 40.2919 | '-74.74674608 |  | NL |  | C |  | P |  |  |  |  | F1
| 19 FEATHERBED CT , LAWRENCEVILLE, NJ, 08648-2004 | 08648-2004 | LAWRENCEVILLE |  |  |  |  | 40.2921 | '-74.74672592 |  | UL | N | UX |  | UX
| 30 CATBIRD CT , LAWRENCEVILLE, NJ, 08648-2015 | 08648-2015 | LAWRENCEVILLE |  |  |  |  | 40.2915 | '-74.74602419 |  | NL |  | C |  | P |  |  |  |  | F1
| 9 MONROE AVE APT 2, LAWRENCEVILLE, NJ, 08648-1605 | 08648-1605 | LAWRENCEVILLE |  |  |  |  | 40.2914 | '-74.73568783 |  | NL |  | C |  | C |  |  |  |  | F1
| I1 SHIRLEY LN , LAWRENCEVILLE, NJ, 08648-1422 | 08648-1422 | LAWRENCEVILLE |  |  |  |  | 40.3028 | '-74.74572723 |  | NL |  | C |  | P |  |  |  |  | F1
| I3 SHIRLEY LN , LAWRENCEVILLE, NJ, 08648-1422 | 08648-1422 | LAWRENCEVILLE |  |  |  |  | 40.3029 | '-74.74561048 |  | NL |  | C |  | P |  |  |  |  | F1
| I6 SHIRLEY LN , LAWRENCEVILLE, NJ, 08648-1422 | 08648-1422 | LAWRENCEVILLE |  |  |  |  | 40.303 | '-74.74544281 |  | NL |  | C |  | P |  |  |  |  | F1
| I19 SHIRLEY LN , LAWRENCEVILLE, NJ, 08648-1422 | 08648-1422 | LAWRENCEVILLE |  |  |  |  | 40.3024 | '-74.74564371 |  | UL | N | UX |  | UX
| I20 SHIRLEY LN , LAWRENCEVILLE, NJ, 08648-1422 | 08648-1422 | LAWRENCEVILLE |  |  |  |  | 40.3025 | '-74.74570113 |  | NL |  | C |  | P |  |  |  |  | F1
| I11 SHIRLEY LN , LAWRENCEVILLE, NJ, 08648-1422 | 08648-1422 | LAWRENCEVILLE |  |  |  |  | 40.3027 | '-74.74504709 |  | NL |  | C |  | P |  |  |  |  | F1
| 10 WEXFORD DR , LAWRENCEVILLE, NJ, 08648-2013 | 08648-2013 | LAWRENCEVILLE |  |  |  |  | 40.29 | '-74.74678708 |  | NL |  | C |  | P |  |  |  |  | F1
| I4 SHIRLEY LN , LAWRENCEVILLE, NJ, 08648-1422 | 08648-1422 | LAWRENCEVILLE |  |  |  |  | 40.3029 | '-74.74555458 |  | NL |  | C |  | P |  |  |  |  | F1
| 27 FEATHERBED CT , LAWRENCEVILLE, NJ, 08648-2004 | 08648-2004 | LAWRENCEVILLE |  |  |  |  | 40.2926 | '-74.74643941 |  | NL |  | C |  | P |  |  |  |  | F1
| 33 FEATHERBED CT , LAWRENCEVILLE, NJ, 08648-2004 | 08648-2004 | LAWRENCEVILLE |  |  |  |  | 40.2924 | '-74.74626756 |  | UL | N | UX |  | P |  |  |  |  | F1
| 2735 MAIN ST , LAWRENCEVILLE, NJ, 08648 | 08648 | LAWRENCEVILLE |  |  |  |  | 40.2996 | '-74.72814812 |  | NL |  | C |  | C |  |  |  |  | F1
| 39 FEATHERBED CT , LAWRENCEVILLE, NJ, 08648-2004 | 08648-2004 | LAWRENCEVILLE |  |  |  |  | 40.2923 | '-74.74610801 |  | NL |  | C |  | P |  |  |  |  | F1
| 37 FEATHERBED CT , LAWRENCEVILLE, NJ, 08648-2004 | 08648-2004 | LAWRENCEVILLE |  |  |  |  | 40.2923 | '-74.74616733 |  | NL |  | C |  | P |  |  |  |  | F1
| 31 FEATHERBED CT , LAWRENCEVILLE, NJ, 08648-2004 | 08648-2004 | LAWRENCEVILLE |  |  |  |  | 40.2925 | '-74.74631651 |  | NL |  | C |  | P |  |  |  |  | F1
| 17 FEATHERBED CT , LAWRENCEVILLE, NJ, 08648-2004 | 08648-2004 | LAWRENCEVILLE |  |  |  |  | 40.292 | '-74.74672912 |  | NL |  | C |  | P |  |  |  |  | F1
| 15 FEATHERBED CT , LAWRENCEVILLE, NJ, 08648-2004 | 08648-2004 | LAWRENCEVILLE |  |  |  |  | 40.292 | '-74.74674287 |  | NL |  | C |  | P |  |  |  |  | F1
| 29 FEATHERBED CT , LAWRENCEVILLE, NJ, 08648-2004 | 08648-2004 | LAWRENCEVILLE |  |  |  |  | 40.2925 | '-74.74637152 |  | NL |  | C |  | P |  |  |  |  | F1
| I2 SHIRLEY LN , LAWRENCEVILLE, NJ, 08648-1422 | 08648-1422 | LAWRENCEVILLE |  |  |  |  | 40.3028 | '-74.74566264 |  | NL |  | C |  | P |  |  |  |  | F1
| I24 SHIRLEY LN , LAWRENCEVILLE, NJ, 08648-1422 | 08648-1422 | LAWRENCEVILLE |  |  |  |  | 40.3026 | '-74.74589225 |  | UL | N | C |  | UX |  |  |  |  | F1
| I21 SHIRLEY LN , LAWRENCEVILLE, NJ, 08648-1422 | 08648-1422 | LAWRENCEVILLE |  |  |  |  | 40.3025 | '-74.74574612 |  | NL |  | C |  | P |  |  |  |  | F1
| I22 SHIRLEY LN , LAWRENCEVILLE, NJ, 08648-1422 | 08648-1422 | LAWRENCEVILLE |  |  |  |  | 40.3026 | '-74.74579109 |  | NL |  | C |  | P |  |  |  |  | F1
| 2895 MAIN ST , LAWRENCEVILLE, NJ, 08648-1046 | 08648-1046 | LAWRENCEVILLE |  |  |  |  | 40.3042 | '-74.72425542 |  | G |  | C |  | G |  |  |  |  | F1
| 12 CRAVEN LN , LAWRENCEVILLE, NJ, 08648 | 08648 | LAWRENCEVILLE |  |  |  |  | 40.2967 | '-74.73195297 |  | UL | N | UX |  | UX
| I23 SHIRLEY LN , LAWRENCEVILLE, NJ, 08648-1422 | 08648-1422 | LAWRENCEVILLE |  |  |  |  | 40.3026 | '-74.74583731 |  | NL |  | C |  | P |  |  |  |  | F1
| I8 SHIRLEY LN , LAWRENCEVILLE, NJ, 08648-1422 | 08648-1422 | LAWRENCEVILLE |  |  |  |  | 40.3028 | '-74.74519321 |  | NL |  | C |  | P |  |  |  |  | F1
| 61 PHILLIPS AVE , LAWRENCEVILLE, NJ, 08648-1022 | 08648-1022 | LAWRENCEVILLE |  |  |  |  | 40.2985 | '-74.73164363 |  | NL |  | C |  | C |  |  |  |  | F1
| 6 POLONIA AVE , LAWRENCEVILLE, NJ, 08648-2000 | 08648-2000 | LAWRENCEVILLE |  |  |  |  | 40.2897 | '-74.73790256 |  | NL |  | C |  | C |  |  |  |  | F1
| 5 POLONIA AVE , LAWRENCEVILLE, NJ, 08648-2000 | 08648-2000 | LAWRENCEVILLE |  |  |  |  | 40.2895 | '-74.73824731 |  | NL |  | C |  | C |  |  |  |  | F1
| 10 DENOW RD , LAWRENCEVILLE, NJ, 08648-2003 | 08648-2003 | LAWRENCEVILLE |  |  |  |  | 40.2897 | '-74.73671859 |  | NL |  | C |  | C |  |  |  |  | F1
| 7 FEATHERBED CT , LAWRENCEVILLE, NJ, 08648-2004 | 08648-2004 | LAWRENCEVILLE |  |  |  |  | 40.2916 | '-74.74675876 |  | NL |  | C |  | P |  |  |  |  | F1
| 21 FEATHERBED CT , LAWRENCEVILLE, NJ, 08648-2004 | 08648-2004 | LAWRENCEVILLE |  |  |  |  | 40.2922 | '-74.74672265 |  | NL |  | C |  | P |  |  |  |  | F1
| 35 FEATHERBED CT , LAWRENCEVILLE, NJ, 08648-2004 | 08648-2004 | LAWRENCEVILLE |  |  |  |  | 40.2924 | '-74.74621745 |  | NL |  | C |  | P |  |  |  |  | F1
| I9 SHIRLEY LN , LAWRENCEVILLE, NJ, 08648-1422 | 08648-1422 | LAWRENCEVILLE |  |  |  |  | 40.3028 | '-74.745142 |  | NL |  | C |  | P |  |  |  |  | F1
| 5 GEORGE ST , LAWRENCEVILLE, NJ, 08648-1611 | 08648-1611 | LAWRENCEVILLE |  |  |  |  | 40.2964 | '-74.732908 |  | UL | N | UX |  | UX
| I10 SHIRLEY LN , LAWRENCEVILLE, NJ, 08648-1422 | 08648-1422 | LAWRENCEVILLE |  |  |  |  | 40.3027 | '-74.74509579 |  | UL | N | UX |  | UX
| I5 SHIRLEY LN , LAWRENCEVILLE, NJ, 08648-1422 | 08648-1422 | LAWRENCEVILLE |  |  |  |  | 40.303 | '-74.74550243 |  | UL | N | UX |  | UX
| 85 GORDON AVE , LAWRENCEVILLE, NJ, 08648-5509 | 08648-5509 | LAWRENCEVILLE |  |  |  |  | 40.3018 | '-74.73407165 |  | UL | N | UX |  | UX
| 15 GLENBROOK CT , LAWRENCEVILLE, NJ, 08648-5556 | 08648-5556 | LAWRENCEVILLE |  |  |  |  | 40.3062 | '-74.73060349 |  | NL |  | C |  | C |  |  |  |  | F1
| 20 CATBIRD CT , LAWRENCEVILLE, NJ, 08648-2015 | 08648-2015 | LAWRENCEVILLE |  |  |  |  | 40.2917 | '-74.74573397 |  | NL |  | C |  | P |  |  |  |  | F1
| 22 CATBIRD CT , LAWRENCEVILLE, NJ, 08648-2015 | 08648-2015 | LAWRENCEVILLE |  |  |  |  | 40.2917 | '-74.74578409 |  | NL |  | C |  | C |  |  |  |  | F1
| 12 PEMBROKE CT , LAWRENCEVILLE, NJ, 08648-2009 | 08648-2009 | LAWRENCEVILLE |  |  |  |  | 40.2896 | '-74.74454348 |  | NL |  | C |  | C |  |  |  |  | F1
| 34 CATBIRD CT , LAWRENCEVILLE, NJ, 08648-2045 | 08648-2045 | LAWRENCEVILLE |  |  |  |  | 40.2911 | '-74.74577411 |  | NL |  | C |  | P |  |  |  |  | F1
| 26 CATBIRD CT , LAWRENCEVILLE, NJ, 08648-2015 | 08648-2015 | LAWRENCEVILLE |  |  |  |  | 40.2916 | '-74.74590414 |  | NL |  | C |  | P |  |  |  |  | F1
| 23 FEATHERBED CT , LAWRENCEVILLE, NJ, 08648-2004 | 08648-2004 | LAWRENCEVILLE |  |  |  |  | 40.2922 | '-74.74671945 |  | NL |  | C |  | P |  |  |  |  | F1
| 6 GEORGE ST , LAWRENCEVILLE, NJ, 08648-1612 | 08648-1612 | LAWRENCEVILLE |  |  |  |  | 40.2964 | '-74.73267393 |  | NL |  | C |  | C |  |  |  |  | F1
| 24 CATBIRD CT , LAWRENCEVILLE, NJ, 08648-2015 | 08648-2015 | LAWRENCEVILLE |  |  |  |  | 40.2916 | '-74.7458447 |  | NL |  | C |  | P |  |  |  |  | F1
| 26 FEATHERBED CT , LAWRENCEVILLE, NJ, 08648-2046 | 08648-2046 | LAWRENCEVILLE |  |  |  |  | 40.2921 | '-74.74606866 |  | NL |  | C |  | P |  |  |  |  | F1
| 28 FEATHERBED CT , LAWRENCEVILLE, NJ, 08648-2046 | 08648-2046 | LAWRENCEVILLE |  |  |  |  | 40.2921 | '-74.74598162 |  | NL |  | C |  | P |  |  |  |  | F1
| 41 FEATHERBED CT , LAWRENCEVILLE, NJ, 08648-2004 | 08648-2004 | LAWRENCEVILLE |  |  |  |  | 40.2923 | '-74.74602778 |  | UL | N | UX |  | UX
| I7 SHIRLEY LN , LAWRENCEVILLE, NJ, 08648-1422 | 08648-1422 | LAWRENCEVILLE |  |  |  |  | 40.3029 | '-74.74524566 |  | UL | N | UX |  | UX
| I14 SHIRLEY LN , LAWRENCEVILLE, NJ, 08648-1422 | 08648-1422 | LAWRENCEVILLE |  |  |  |  | 40.3025 | '-74.74522428 |  | NL |  | C |  | P |  |  |  |  | F1
| I15 SHIRLEY LN , LAWRENCEVILLE, NJ, 08648-1422 | 08648-1422 | LAWRENCEVILLE |  |  |  |  | 40.3024 | '-74.74527517 |  | UL | N | UX |  | UX
| I16 SHIRLEY LN , LAWRENCEVILLE, NJ, 08648-1422 | 08648-1422 | LAWRENCEVILLE |  |  |  |  | 40.3024 | '-74.74533106 |  | UL | N | UX |  | UX
| 8 WOODFIELD LN , LAWRENCEVILLE, NJ, 08648-1064 | 08648-1064 | LAWRENCEVILLE |  |  |  |  | 40.3051 | '-74.72676662 |  | NL |  | C |  | C |  |  |  |  | F1
| I12 SHIRLEY LN , LAWRENCEVILLE, NJ, 08648-1422 | 08648-1422 | LAWRENCEVILLE |  |  |  |  | 40.3027 | '-74.74499836 |  | NL |  | C |  | P |  |  |  |  | F1
| 54 CRAVEN LN , LAWRENCEVILLE, NJ, 08648-1637 | 08648-1637 | LAWRENCEVILLE |  |  |  |  | 40.2992 | '-74.7345876 |  | UL | N | UX |  | UX
| I17 SHIRLEY LN , LAWRENCEVILLE, NJ, 08648-1422 | 08648-1422 | LAWRENCEVILLE |  |  |  |  | 40.3024 | '-74.74538324 |  | NL |  | C |  | P |  |  |  |  | F1
| I18 SHIRLEY LN , LAWRENCEVILLE, NJ, 08648-1422 | 08648-1422 | LAWRENCEVILLE |  |  |  |  | 40.3023 | '-74.7454441 |  | NL |  | C |  | P |  |  |  |  | F1
| 4 WEXFORD DR , LAWRENCEVILLE, NJ, 08648-2013 | 08648-2013 | LAWRENCEVILLE |  |  |  |  | 40.2894 | '-74.74782635 |  | NL |  | C |  | C |  |  |  |  | F1
| 16 WEXFORD DR , LAWRENCEVILLE, NJ, 08648-2013 | 08648-2013 | LAWRENCEVILLE |  |  |  |  | 40.2905 | '-74.74579173 |  | NL |  | C |  | P |  |  |  |  | F1
| 22 WEXFORD DR , LAWRENCEVILLE, NJ, 08648-2022 | 08648-2022 | LAWRENCEVILLE |  |  |  |  | 40.291 | '-74.74483204 |  | NL |  | C |  | C |  |  |  |  | F1
| 36 CATBIRD CT , LAWRENCEVILLE, NJ, 08648-2045 | 08648-2045 | LAWRENCEVILLE |  |  |  |  | 40.2912 | '-74.7457017 |  | NL |  | C |  | P |  |  |  |  | F1
| 7 PEMBROKE CT , LAWRENCEVILLE, NJ, 08648-2008 | 08648-2008 | LAWRENCEVILLE |  |  |  |  | 40.2901 | '-74.7445201 |  | NL |  | C |  | P |  |  |  |  | F1
| 8 PEMBROKE CT , LAWRENCEVILLE, NJ, 08648-2009 | 08648-2009 | LAWRENCEVILLE |  |  |  |  | 40.29 | '-74.7449483 |  | NL |  | C |  | P |  |  |  |  | F1
| 1 FEATHERBED CT , LAWRENCEVILLE, NJ, 08648-2004 | 08648-2004 | LAWRENCEVILLE |  |  |  |  | 40.2914 | '-74.74679023 |  | NL |  | C |  | C |  |  |  |  | F1
| C3 CARVER PL , LAWRENCEVILLE, NJ, 08648-1419 | 08648-1419 | LAWRENCEVILLE |  |  |  |  | 40.3016 | '-74.7450024 |  | NL |  | C |  | P |  |  |  |  | F1
| 62 CRAVEN LN , LAWRENCEVILLE, NJ, 08648-1637 | 08648-1637 | LAWRENCEVILLE |  |  |  |  | 40.2994 | '-74.73482653 |  | G |  | C |  | G |  |  |  |  | F1
| 13 PEMBROKE CT , LAWRENCEVILLE, NJ, 08648-2008 | 08648-2008 | LAWRENCEVILLE |  |  |  |  | 40.2895 | '-74.74373196 |  | NL |  | C |  | C |  |  |  |  | F1
| 3 ROSEBERRY CT , LAWRENCEVILLE, NJ, 08648-1058 | 08648-1058 | LAWRENCEVILLE |  |  |  |  | 40.3059 | '-74.72750361 |  | UL | N | UX |  | UX
| C21 CARVER PL , LAWRENCEVILLE, NJ, 08648-1419 | 08648-1419 | LAWRENCEVILLE |  |  |  |  | 40.3018 | '-74.74477003 |  | NL |  | C |  | P |  |  |  |  | F1
| I13 SHIRLEY LN , LAWRENCEVILLE, NJ, 08648-1422 | 08648-1422 | LAWRENCEVILLE |  |  |  |  | 40.3025 | '-74.7451659 |  | UL | N | UX |  | UX
| 39B LAWRPENN RD , LAWRENCEVILLE, NJ, 08648 | 08648 | LAWRENCEVILLE |  |  |  |  | 40.2907 | '-74.73713858 |  | NL |  | C |  | C |  |  |  |  | F1
| C1 CARVER PL , LAWRENCEVILLE, NJ, 08648-1419 | 08648-1419 | LAWRENCEVILLE |  |  |  |  | 40.3016 | '-74.74490592 |  | NL |  | C |  | C |  |  |  |  | F1
| 7 WOODFIELD LN , LAWRENCEVILLE, NJ, 08648-1063 | 08648-1063 | LAWRENCEVILLE |  |  |  |  | 40.3051 | '-74.72732896 |  | NL |  | C |  | C |  |  |  |  | F1
| 8 BRANCHWOOD CT , LAWRENCEVILLE, NJ, 08648-1057 | 08648-1057 | LAWRENCEVILLE |  |  |  |  | 40.3036 | '-74.72714432 |  | NL |  | C |  | C |  |  |  |  | F1
| 14 PEMBROKE CT , LAWRENCEVILLE, NJ, 08648-2009 | 08648-2009 | LAWRENCEVILLE |  |  |  |  | 40.2894 | '-74.74434158 |  | NL |  | C |  | P |  |  |  |  | F1
| C19 CARVER PL , LAWRENCEVILLE, NJ, 08648-1419 | 08648-1419 | LAWRENCEVILLE |  |  |  |  | 40.3019 | '-74.74466292 |  | NL |  | C |  | P |  |  |  |  | F1
| 32 TITUS AVE , LAWRENCEVILLE, NJ, 08648-1661 | 08648-1661 | LAWRENCEVILLE |  |  |  |  | 40.2968 | '-74.73388553 |  | UL | N | UX |  | UX
| C7 CARVER PL , LAWRENCEVILLE, NJ, 08648-1419 | 08648-1419 | LAWRENCEVILLE |  |  |  |  | 40.3019 | '-74.74528751 |  | NL |  | C |  | P |  |  |  |  | F1
| C8 CARVER PL , LAWRENCEVILLE, NJ, 08648-1419 | 08648-1419 | LAWRENCEVILLE |  |  |  |  | 40.302 | '-74.74522883 |  | NL |  | C |  | P |  |  |  |  | F1
| C6 CARVER PL , LAWRENCEVILLE, NJ, 08648-1419 | 08648-1419 | LAWRENCEVILLE |  |  |  |  | 40.3018 | '-74.74514854 |  | NL |  | C |  | C |  |  |  |  | F1
| C12 CARVER PL , LAWRENCEVILLE, NJ, 08648-1419 | 08648-1419 | LAWRENCEVILLE |  |  |  |  | 40.3021 | '-74.74500995 |  | NL |  | C |  | P |  |  |  |  | F1
| C11 CARVER PL , LAWRENCEVILLE, NJ, 08648-1419 | 08648-1419 | LAWRENCEVILLE |  |  |  |  | 40.3021 | '-74.7450705 |  | NL |  | C |  | C |  |  |  |  | F1
| 9 PEMBROKE CT , LAWRENCEVILLE, NJ, 08648-2008 | 08648-2008 | LAWRENCEVILLE |  |  |  |  | 40.2898 | '-74.74428014 |  | UL | N | UX |  | UX
| C22 CARVER PL , LAWRENCEVILLE, NJ, 08648-1419 | 08648-1419 | LAWRENCEVILLE |  |  |  |  | 40.3018 | '-74.7448278 |  | UL | N | C |  | UX |  |  |  |  | F1
| C4 CARVER PL , LAWRENCEVILLE, NJ, 08648-1419 | 08648-1419 | LAWRENCEVILLE |  |  |  |  | 40.3017 | '-74.7450511 |  | NL |  | C |  | C |  |  |  |  | F1
| C5 CARVER PL , LAWRENCEVILLE, NJ, 08648-1419 | 08648-1419 | LAWRENCEVILLE |  |  |  |  | 40.3017 | '-74.74509981 |  | NL |  | C |  | C |  |  |  |  | F1
| C17 CARVER PL , LAWRENCEVILLE, NJ, 08648-1419 | 08648-1419 | LAWRENCEVILLE |  |  |  |  | 40.302 | '-74.74455022 |  | NL |  | C |  | P |  |  |  |  | F1
| 2499 MAIN ST UNIT 2ND FL, LAWRENCEVILLE, NJ, 08648-1616 | 08648-1616 | LAWRENCEVILLE |  |  |  |  | 40.2929 | '-74.73395495 |  | UL | N | UX |  | UX
| 20 FEATHERBED CT , LAWRENCEVILLE, NJ, 08648-2046 | 08648-2046 | LAWRENCEVILLE |  |  |  |  | 40.2919 | '-74.74624535 |  | NL |  | C |  | P |  |  |  |  | F1
| 16 FEATHERBED CT , LAWRENCEVILLE, NJ, 08648-2046 | 08648-2046 | LAWRENCEVILLE |  |  |  |  | 40.2919 | '-74.74636293 |  | NL |  | C |  | P |  |  |  |  | F1
| 25 FEATHERBED CT , LAWRENCEVILLE, NJ, 08648-2004 | 08648-2004 | LAWRENCEVILLE |  |  |  |  | 40.2923 | '-74.74670824 |  | NL |  | C |  | P |  |  |  |  | F1
| 18 FEATHERBED CT , LAWRENCEVILLE, NJ, 08648-2046 | 08648-2046 | LAWRENCEVILLE |  |  |  |  | 40.2919 | '-74.74630479 |  | NL |  | C |  | P |  |  |  |  | F1
| C18 CARVER PL , LAWRENCEVILLE, NJ, 08648-1419 | 08648-1419 | LAWRENCEVILLE |  |  |  |  | 40.3019 | '-74.74460517 |  | NL |  | C |  | P |  |  |  |  | F1
| C15 CARVER PL , LAWRENCEVILLE, NJ, 08648-1419 | 08648-1419 | LAWRENCEVILLE |  |  |  |  | 40.302 | '-74.74474114 |  | NL |  | C |  | P |  |  |  |  | F1
| C10 CARVER PL , LAWRENCEVILLE, NJ, 08648-1419 | 08648-1419 | LAWRENCEVILLE |  |  |  |  | 40.3021 | '-74.74512453 |  | NL |  | C |  | P |  |  |  |  | F1
| C9 CARVER PL , LAWRENCEVILLE, NJ, 08648-1419 | 08648-1419 | LAWRENCEVILLE |  |  |  |  | 40.302 | '-74.74517668 |  | NL |  | C |  | P |  |  |  |  | F1
| C16 CARVER PL , LAWRENCEVILLE, NJ, 08648-1419 | 08648-1419 | LAWRENCEVILLE |  |  |  |  | 40.302 | '-74.74469429 |  | NL |  | C |  | P |  |  |  |  | F1
| C20 CARVER PL , LAWRENCEVILLE, NJ, 08648-1419 | 08648-1419 | LAWRENCEVILLE |  |  |  |  | 40.3019 | '-74.74471601 |  | NL |  | C |  | P |  |  |  |  | F1
| 2663 MAIN ST , LAWRENCEVILLE, NJ, 08648 | 08648 | LAWRENCEVILLE |  |  |  |  | 40.2976 | '-74.72994533 |  | UL | N | UX |  | UX
| C14 CARVER PL , LAWRENCEVILLE, NJ, 08648-1419 | 08648-1419 | LAWRENCEVILLE |  |  |  |  | 40.3021 | '-74.74478797 |  | NL |  | C |  | P |  |  |  |  | F1
| C2 CARVER PL , LAWRENCEVILLE, NJ, 08648-1419 | 08648-1419 | LAWRENCEVILLE |  |  |  |  | 40.3016 | '-74.7449565 |  | NL |  | C |  | P |  |  |  |  | F1
| C13 CARVER PL , LAWRENCEVILLE, NJ, 08648-1419 | 08648-1419 | LAWRENCEVILLE |  |  |  |  | 40.3021 | '-74.74484138 |  | NL |  | C |  | P |  |  |  |  | F1
| 3 WOODFIELD LN , LAWRENCEVILLE, NJ, 08648-1063 | 08648-1063 | LAWRENCEVILLE |  |  |  |  | 40.3048 | '-74.72787248 |  | NL |  | C |  | C |  |  |  |  | F1
| 20 WOODFIELD LN , LAWRENCEVILLE, NJ, 08648-1064 | 08648-1064 | LAWRENCEVILLE |  |  |  |  | 40.3064 | '-74.7269401 |  | NL |  | C |  | C |  |  |  |  | F1
| 4 BRANCHWOOD CT , LAWRENCEVILLE, NJ, 08648-1057 | 08648-1057 | LAWRENCEVILLE |  |  |  |  | 40.3041 | '-74.72744976 |  | NL |  | C |  | C |  |  |  |  | F1
| 11 ROSEBERRY CT , LAWRENCEVILLE, NJ, 08648-1058 | 08648-1058 | LAWRENCEVILLE |  |  |  |  | 40.3054 | '-74.72865187 |  | NL |  | C |  | C |  |  |  |  | F1
| 40 W CHURCH RD , LAWRENCEVILLE, NJ, 08648-2708 | 08648-2708 | LAWRENCEVILLE |  |  |  |  | 40.285 | '-74.73887251 |  | NL |  | C |  | C |  |  |  |  | F1
| 5 FEATHERBED CT , LAWRENCEVILLE, NJ, 08648-2004 | 08648-2004 | LAWRENCEVILLE |  |  |  |  | 40.2916 | '-74.74676925 |  | UL | N | C |  | UX |  |  |  |  | F1
| 24 FEATHERBED CT , LAWRENCEVILLE, NJ, 08648-2046 | 08648-2046 | LAWRENCEVILLE |  |  |  |  | 40.292 | '-74.7461253 |  | NL |  | C |  | P |  |  |  |  | F1
| 2665 MAIN ST , LAWRENCEVILLE, NJ, 08648 | 08648 | LAWRENCEVILLE |  |  |  |  | 40.2977 | '-74.72989032 |  | UL | N | UX |  | UX
| H19 SHIRLEY LN , LAWRENCEVILLE, NJ, 08648-1425 | 08648-1425 | LAWRENCEVILLE |  |  |  |  | 40.3031 | '-74.74496235 |  | NL |  | C |  | P |  |  |  |  | F1
| H7 SHIRLEY LN , LAWRENCEVILLE, NJ, 08648-1425 | 08648-1425 | LAWRENCEVILLE |  |  |  |  | 40.3035 | '-74.74470608 |  | NL |  | C |  | P |  |  |  |  | F1
| H4 SHIRLEY LN , LAWRENCEVILLE, NJ, 08648-1425 | 08648-1425 | LAWRENCEVILLE |  |  |  |  | 40.3035 | '-74.74508711 |  | UL | N | UX |  | UX
| 48 PHILLIPS AVE FL 1ST, LAWRENCEVILLE, NJ, 08648-1023 | 08648-1023 | LAWRENCEVILLE |  |  |  |  | 40.2982 | '-74.73094464 |  | NL |  | C |  | C |  |  |  |  | F1
| H11 SHIRLEY LN , LAWRENCEVILLE, NJ, 08648-1425 | 08648-1425 | LAWRENCEVILLE |  |  |  |  | 40.3033 | '-74.74451374 |  | NL |  | C |  | C |  |  |  |  | F1
| 24 WEXFORD DR , LAWRENCEVILLE, NJ, 08648-2022 | 08648-2022 | LAWRENCEVILLE |  |  |  |  | 40.2912 | '-74.74457203 |  | NL |  | C |  | P |  |  |  |  | F1
| 42 CATBIRD CT , LAWRENCEVILLE, NJ, 08648-2045 | 08648-2045 | LAWRENCEVILLE |  |  |  |  | 40.2913 | '-74.74553401 |  | NL |  | C |  | P |  |  |  |  | F1
| 8 ROSEBERRY CT , LAWRENCEVILLE, NJ, 08648-1058 | 08648-1058 | LAWRENCEVILLE |  |  |  |  | 40.3058 | '-74.7287135 |  | NL |  | C |  | C |  |  |  |  | F1
| H8 SHIRLEY LN , LAWRENCEVILLE, NJ, 08648-1425 | 08648-1425 | LAWRENCEVILLE |  |  |  |  | 40.3034 | '-74.74465487 |  | NL |  | C |  | P |  |  |  |  | F1
| H9 SHIRLEY LN , LAWRENCEVILLE, NJ, 08648-1425 | 08648-1425 | LAWRENCEVILLE |  |  |  |  | 40.3034 | '-74.74461239 |  | NL |  | C |  | P |  |  |  |  | F1
| 37 GREEN AVE , LAWRENCEVILLE, NJ, 08648-1623 | 08648-1623 | LAWRENCEVILLE |  |  |  |  | 40.2958 | '-74.73584667 |  | NL |  | C |  | C |  |  |  |  | F1
| H10 SHIRLEY LN , LAWRENCEVILLE, NJ, 08648-1425 | 08648-1425 | LAWRENCEVILLE |  |  |  |  | 40.3033 | '-74.74456492 |  | NL |  | C |  | C |  |  |  |  | F1
| H12 SHIRLEY LN , LAWRENCEVILLE, NJ, 08648-1425 | 08648-1425 | LAWRENCEVILLE |  |  |  |  | 40.3033 | '-74.74446128 |  | NL |  | C |  | P |  |  |  |  | F1
| H14 SHIRLEY LN , LAWRENCEVILLE, NJ, 08648-1425 | 08648-1425 | LAWRENCEVILLE |  |  |  |  | 40.303 | '-74.7446683 |  | UL | N | UX |  | P |  |  |  |  | F1
| 13 SPRINGWOOD DR , LAWRENCEVILLE, NJ, 08648-1047 | 08648-1047 | LAWRENCEVILLE |  |  |  |  | 40.3015 | '-74.72899543 |  | NL |  | C |  | C |  |  |  |  | F1
| 14 FEATHERBED CT , LAWRENCEVILLE, NJ, 08648-2046 | 08648-2046 | LAWRENCEVILLE |  |  |  |  | 40.2918 | '-74.74643286 |  | NL |  | C |  | C |  |  |  |  | F1
| 22 FEATHERBED CT , LAWRENCEVILLE, NJ, 08648-2046 | 08648-2046 | LAWRENCEVILLE |  |  |  |  | 40.292 | '-74.74618475 |  | NL |  | C |  | P |  |  |  |  | F1
| 32 CATBIRD CT , LAWRENCEVILLE, NJ, 08648-2015 | 08648-2015 | LAWRENCEVILLE |  |  |  |  | 40.2915 | '-74.74610461 |  | NL |  | C |  | P |  |  |  |  | F1
| 11 GORDON AVE - REAR , LAWRENCEVILLE, NJ, 08648 | 08648 | LAWRENCEVILLE |  |  |  |  | 40.2986 | '-74.73032685 |  | NL |  | C |  | C |  |  |  |  | F1
| 41 WINTHROP RD , LAWRENCEVILLE, NJ, 08648-1560 | 08648-1560 | LAWRENCEVILLE |  |  |  |  | 40.2939 | '-74.7491336 |  | UL | N | UX |  | UX
| 16 BENNINGTON DR , LAWRENCEVILLE, NJ, 08648-1537 | 08648-1537 | LAWRENCEVILLE |  |  |  |  | 40.2957 | '-74.75046339 |  | NL |  | C |  | P |  |  |  |  | F1
| 5 MONROE AVE , LAWRENCEVILLE, NJ, 08648-1605 | 08648-1605 | LAWRENCEVILLE |  |  |  |  | 40.2916 | '-74.73521918 |  | NL |  | C |  | C |  |  |  |  | F1
| 5 MAPLE AVE , LAWRENCEVILLE, NJ, 08648-1020 | 08648-1020 | LAWRENCEVILLE |  |  |  |  | 40.3065 | '-74.72411377 |  | NL |  | C |  | C |  |  |  |  | F1
| 24 TRACEY DR , LAWRENCEVILLE, NJ, 08648-1548 | 08648-1548 | LAWRENCEVILLE |  |  |  |  | 40.2954 | '-74.74910199 |  | NL |  | C |  | C |  |  |  |  | F1
| 22 WINTHROP RD , LAWRENCEVILLE, NJ, 08648-1545 | 08648-1545 | LAWRENCEVILLE |  |  |  |  | 40.296 | '-74.75145658 |  | NL |  | C |  | C |  |  |  |  | F1
| 4 KNOX CT , LAWRENCEVILLE, NJ, 08648-1541 | 08648-1541 | LAWRENCEVILLE |  |  |  |  | 40.2951 | '-74.74762686 |  | NL |  | C |  | C |  |  |  |  | F1
| 26 TRACEY DR , LAWRENCEVILLE, NJ, 08648-1548 | 08648-1548 | LAWRENCEVILLE |  |  |  |  | 40.2951 | '-74.74920271 |  | NL |  | C |  | C |  |  |  |  | F1
| 22 TRACEY DR , LAWRENCEVILLE, NJ, 08648-1548 | 08648-1548 | LAWRENCEVILLE |  |  |  |  | 40.2957 | '-74.74899126 |  | NL |  | C |  | C |  |  |  |  | F1
| 28 TRACEY DR , LAWRENCEVILLE, NJ, 08648-1548 | 08648-1548 | LAWRENCEVILLE |  |  |  |  | 40.2949 | '-74.74945325 |  | NL |  | C |  | C |  |  |  |  | F1
| 21 TRACEY DR , LAWRENCEVILLE, NJ, 08648-1547 | 08648-1547 | LAWRENCEVILLE |  |  |  |  | 40.2958 | '-74.74936187 |  | NL |  | C |  | C |  |  |  |  | F1
| 23 TRACEY DR , LAWRENCEVILLE, NJ, 08648-1547 | 08648-1547 | LAWRENCEVILLE |  |  |  |  | 40.2955 | '-74.749477 |  | NL |  | C |  | C |  |  |  |  | F1
| 6 KNOX CT , LAWRENCEVILLE, NJ, 08648-1541 | 08648-1541 | LAWRENCEVILLE |  |  |  |  | 40.2954 | '-74.74782981 |  | UL | N | UX |  | C |  |  |  |  | F1
| 20 TRACEY DR , LAWRENCEVILLE, NJ, 08648-1548 | 08648-1548 | LAWRENCEVILLE |  |  |  |  | 40.296 | '-74.74889103 |  | NL |  | C |  | C |  |  |  |  | F1
| 4 MONROE AVE , LAWRENCEVILLE, NJ, 08648-1606 | 08648-1606 | LAWRENCEVILLE |  |  |  |  | 40.2913 | '-74.7348831 |  | UL | N | UX |  | UX
| 3 KNOX CT , LAWRENCEVILLE, NJ, 08648-1540 | 08648-1540 | LAWRENCEVILLE |  |  |  |  | 40.2948 | '-74.74787174 |  | NL |  | C |  | C |  |  |  |  | F1
| 9 BENNINGTON DR , LAWRENCEVILLE, NJ, 08648-1536 | 08648-1536 | LAWRENCEVILLE |  |  |  |  | 40.2971 | '-74.75042134 |  | NL |  | C |  | C |  |  |  |  | F1
| 11 BENNINGTON DR , LAWRENCEVILLE, NJ, 08648-1536 | 08648-1536 | LAWRENCEVILLE |  |  |  |  | 40.2968 | '-74.75052041 |  | NL |  | C |  | C |  |  |  |  | F1
| 16 WOODFIELD LN , LAWRENCEVILLE, NJ, 08648-1064 | 08648-1064 | LAWRENCEVILLE |  |  |  |  | 40.306 | '-74.72649865 |  | NL |  | C |  | C |  |  |  |  | F1
| 6 ROSEBERRY CT , LAWRENCEVILLE, NJ, 08648-1058 | 08648-1058 | LAWRENCEVILLE |  |  |  |  | 40.3059 | '-74.72817636 |  | UL | N | UX |  | UX
| 18 WOODFIELD LN , LAWRENCEVILLE, NJ, 08648-1064 | 08648-1064 | LAWRENCEVILLE |  |  |  |  | 40.3062 | '-74.72674981 |  | NL |  | C |  | C |  |  |  |  | F1
| 28 CATBIRD CT , LAWRENCEVILLE, NJ, 08648-2015 | 08648-2015 | LAWRENCEVILLE |  |  |  |  | 40.2916 | '-74.74596474 |  | NL |  | C |  | P |  |  |  |  | F1
| H1 SHIRLEY LN , LAWRENCEVILLE, NJ, 08648-1425 | 08648-1425 | LAWRENCEVILLE |  |  |  |  | 40.3034 | '-74.74525728 |  | NL |  | C |  | C |  |  |  |  | F1
| 65 PHILLIPS AVE , LAWRENCEVILLE, NJ, 08648-1022 | 08648-1022 | LAWRENCEVILLE |  |  |  |  | 40.2988 | '-74.73187324 |  | UL | N | UX |  | P |  |  |  |  | F1
| 3 PEMBROKE CT , LAWRENCEVILLE, NJ, 08648-2008 | 08648-2008 | LAWRENCEVILLE |  |  |  |  | 40.2905 | '-74.74496466 |  | UL | N | UX |  | UX
| 16 TITUS AVE , LAWRENCEVILLE, NJ, 08648-1626 | 08648-1626 | LAWRENCEVILLE |  |  |  |  | 40.2961 | '-74.73306417 |  | NL |  | C |  | C |  |  |  |  | F1
| 26 HOPKINS DR , LAWRENCEVILLE, NJ, 08648-2018 | 08648-2018 | LAWRENCEVILLE |  |  |  |  | 40.2879 | '-74.74009342 |  | NL |  | C |  | C |  |  |  |  | F1
| H6 SHIRLEY LN , LAWRENCEVILLE, NJ, 08648-1425 | 08648-1425 | LAWRENCEVILLE |  |  |  |  | 40.3036 | '-74.74497533 |  | UL | N | UX |  | UX
| 28 HOPKINS DR , LAWRENCEVILLE, NJ, 08648-2018 | 08648-2018 | LAWRENCEVILLE |  |  |  |  | 40.2878 | '-74.73977345 |  | NL |  | C |  | P |  |  |  |  | F1
| 5 PADDOCK DR , LAWRENCEVILLE, NJ, 08648-1566 | 08648-1566 | LAWRENCEVILLE |  |  |  |  | 40.2994 | '-74.75343577 |  | UL | N | UX |  | UX
| 7 BENNINGTON DR , LAWRENCEVILLE, NJ, 08648-1536 | 08648-1536 | LAWRENCEVILLE |  |  |  |  | 40.2974 | '-74.75031061 |  | NL |  | C |  | C |  |  |  |  | F1
| 34 WINTHROP RD , LAWRENCEVILLE, NJ, 08648-1559 | 08648-1559 | LAWRENCEVILLE |  |  |  |  | 40.2941 | '-74.74893058 |  | NL |  | C |  | C |  |  |  |  | F1
| 8 BENNINGTON DR , LAWRENCEVILLE, NJ, 08648-1537 | 08648-1537 | LAWRENCEVILLE |  |  |  |  | 40.297 | '-74.75000101 |  | NL |  | C |  | C |  |  |  |  | F1
| 46 WINTHROP RD , LAWRENCEVILLE, NJ, 08648-1561 | 08648-1561 | LAWRENCEVILLE |  |  |  |  | 40.2951 | '-74.74678577 |  | NL |  | C |  | C |  |  |  |  | F1
| 6 BENNINGTON DR , LAWRENCEVILLE, NJ, 08648-1537 | 08648-1537 | LAWRENCEVILLE |  |  |  |  | 40.2973 | '-74.74989028 |  | NL |  | C |  | C |  |  |  |  | F1
| 15 BENNINGTON DR , LAWRENCEVILLE, NJ, 08648-1536 | 08648-1536 | LAWRENCEVILLE |  |  |  |  | 40.2962 | '-74.75075118 |  | NL |  | C |  | C |  |  |  |  | F1
| 110 PHILLIPS AVE , LAWRENCEVILLE, NJ, 08648-1025 | 08648-1025 | LAWRENCEVILLE |  |  |  |  | 40.3008 | '-74.7338729 |  | UL | N | UX |  | UX
| 57 WINTHROP RD , LAWRENCEVILLE, NJ, 08648-1560 | 08648-1560 | LAWRENCEVILLE |  |  |  |  | 40.2949 | '-74.74644832 |  | NL |  | C |  | C |  |  |  |  | F1
| H21 SHIRLEY LN , LAWRENCEVILLE, NJ, 08648-1425 | 08648-1425 | LAWRENCEVILLE |  |  |  |  | 40.3032 | '-74.74505979 |  | UL | N | UX |  | UX
| 7 KNOX CT , LAWRENCEVILLE, NJ, 08648-1540 | 08648-1540 | LAWRENCEVILLE |  |  |  |  | 40.2951 | '-74.74834916 |  | NL |  | C |  | C |  |  |  |  | F1
| 25 TRACEY DR , LAWRENCEVILLE, NJ, 08648-1547 | 08648-1547 | LAWRENCEVILLE |  |  |  |  | 40.2951 | '-74.74970979 |  | NL |  | C |  | C |  |  |  |  | F1
| 13 BENNINGTON DR , LAWRENCEVILLE, NJ, 08648-1536 | 08648-1536 | LAWRENCEVILLE |  |  |  |  | 40.2965 | '-74.75063113 |  | NL |  | C |  | C |  |  |  |  | F1
| 55 WINTHROP RD , LAWRENCEVILLE, NJ, 08648-1560 | 08648-1560 | LAWRENCEVILLE |  |  |  |  | 40.2946 | '-74.74666744 |  | NL |  | C |  | C |  |  |  |  | F1
| H3 SHIRLEY LN , LAWRENCEVILLE, NJ, 08648-1425 | 08648-1425 | LAWRENCEVILLE |  |  |  |  | 40.3035 | '-74.74515423 |  | NL |  | C |  | C |  |  |  |  | F1
| H2 SHIRLEY LN , LAWRENCEVILLE, NJ, 08648-1425 | 08648-1425 | LAWRENCEVILLE |  |  |  |  | 40.3034 | '-74.74520513 |  | NL |  | C |  | C |  |  |  |  | F1
| H17 SHIRLEY LN , LAWRENCEVILLE, NJ, 08648-1425 | 08648-1425 | LAWRENCEVILLE |  |  |  |  | 40.3029 | '-74.74483849 |  | UL | N | UX |  | UX
| H16 SHIRLEY LN , LAWRENCEVILLE, NJ, 08648-1425 | 08648-1425 | LAWRENCEVILLE |  |  |  |  | 40.3029 | '-74.74477759 |  | NL |  | C |  | C |  |  |  |  | F1
| 54 TITUS AVE , LAWRENCEVILLE, NJ, 08648-1661 | 08648-1661 | LAWRENCEVILLE |  |  |  |  | 40.2979 | '-74.7350965 |  | NL |  | C |  | C |  |  |  |  | F1
| 18 TRACEY DR , LAWRENCEVILLE, NJ, 08648-1548 | 08648-1548 | LAWRENCEVILLE |  |  |  |  | 40.2963 | '-74.74878889 |  | NL |  | C |  | C |  |  |  |  | F1
| 30 WINTHROP RD , LAWRENCEVILLE, NJ, 08648-1559 | 08648-1559 | LAWRENCEVILLE |  |  |  |  | 40.2945 | '-74.74974927 |  | UL | N | UX |  | UX
| 8 KNOX CT , LAWRENCEVILLE, NJ, 08648-1541 | 08648-1541 | LAWRENCEVILLE |  |  |  |  | 40.2954 | '-74.74816905 |  | UL | N | UX |  | UX
| 36 WINTHROP RD , LAWRENCEVILLE, NJ, 08648-1559 | 08648-1559 | LAWRENCEVILLE |  |  |  |  | 40.294 | '-74.74858149 |  | NL |  | C |  | C |  |  |  |  | F1
| 12 DENOW RD , LAWRENCEVILLE, NJ, 08648-2003 | 08648-2003 | LAWRENCEVILLE |  |  |  |  | 40.2896 | '-74.73684796 |  | NL |  | C |  | C |  |  |  |  | F1
| 39 WINTHROP RD , LAWRENCEVILLE, NJ, 08648-1560 | 08648-1560 | LAWRENCEVILLE |  |  |  |  | 40.294 | '-74.74947306 |  | NL |  | C |  | C |  |  |  |  | F1
| 40 WINTHROP RD , LAWRENCEVILLE, NJ, 08648-1559 | 08648-1559 | LAWRENCEVILLE |  |  |  |  | 40.2941 | '-74.74767365 |  | NL |  | C |  | C |  |  |  |  | F1
| 17 SPRINGWOOD DR , LAWRENCEVILLE, NJ, 08648-1047 | 08648-1047 | LAWRENCEVILLE |  |  |  |  | 40.3018 | '-74.72832524 |  | UL | N | UX |  | UX
| H5 SHIRLEY LN , LAWRENCEVILLE, NJ, 08648-1425 | 08648-1425 | LAWRENCEVILLE |  |  |  |  | 40.3035 | '-74.74503496 |  | NL |  | C |  | P |  |  |  |  | F1
| H15 SHIRLEY LN , LAWRENCEVILLE, NJ, 08648-1425 | 08648-1425 | LAWRENCEVILLE |  |  |  |  | 40.303 | '-74.74472419 |  | NL |  | C |  | P |  |  |  |  | F1
| 39 CRAVEN LN , LAWRENCEVILLE, NJ, 08648-1636 | 08648-1636 | LAWRENCEVILLE |  |  |  |  | 40.2981 | '-74.73387437 |  | UL | N | C |  | UX |  |  |  |  | F1
| 15 SPRINGWOOD DR , LAWRENCEVILLE, NJ, 08648-1047 | 08648-1047 | LAWRENCEVILLE |  |  |  |  | 40.3016 | '-74.7286325 |  | NL |  | C |  | C |  |  |  |  | F1
| 37 WINTHROP RD , LAWRENCEVILLE, NJ, 08648-1560 | 08648-1560 | LAWRENCEVILLE |  |  |  |  | 40.2942 | '-74.74985011 |  | NL |  | C |  | C |  |  |  |  | F1
| 5 KNOX CT , LAWRENCEVILLE, NJ, 08648-1540 | 08648-1540 | LAWRENCEVILLE |  |  |  |  | 40.2949 | '-74.74815043 |  | UL | N | UX |  | UX
| 32 WINTHROP RD , LAWRENCEVILLE, NJ, 08648-1559 | 08648-1559 | LAWRENCEVILLE |  |  |  |  | 40.2943 | '-74.7492814 |  | NL |  | C |  | P |  |  |  |  | F1
| 14 BENNINGTON DR , LAWRENCEVILLE, NJ, 08648-1537 | 08648-1537 | LAWRENCEVILLE |  |  |  |  | 40.296 | '-74.7503661 |  | NL |  | C |  | C |  |  |  |  | F1
| 2 KNOX CT , LAWRENCEVILLE, NJ, 08648-1541 | 08648-1541 | LAWRENCEVILLE |  |  |  |  | 40.2948 | '-74.74726657 |  | NL |  | C |  | C |  |  |  |  | F1
| 1 KNOX CT , LAWRENCEVILLE, NJ, 08648-1540 | 08648-1540 | LAWRENCEVILLE |  |  |  |  | 40.2946 | '-74.74746823 |  | NL |  | C |  | C |  |  |  |  | F1
| 18 WINTHROP RD , LAWRENCEVILLE, NJ, 08648-1545 | 08648-1545 | LAWRENCEVILLE |  |  |  |  | 40.2967 | '-74.75160938 |  | NL |  | C |  | C |  |  |  |  | F1
| 27 WINTHROP RD , LAWRENCEVILLE, NJ, 08648-1557 | 08648-1557 | LAWRENCEVILLE |  |  |  |  | 40.2954 | '-74.75131206 |  | UL | N | UX |  | C |  |  |  |  | F1
| 53 WINTHROP RD , LAWRENCEVILLE, NJ, 08648-1560 | 08648-1560 | LAWRENCEVILLE |  |  |  |  | 40.2944 | '-74.7468809 |  | NL |  | C |  | C |  |  |  |  | F1
| 39 GREEN AVE , LAWRENCEVILLE, NJ, 08648-1623 | 08648-1623 | LAWRENCEVILLE |  |  |  |  | 40.296 | '-74.73598653 |  | NL |  | C |  | C |  |  |  |  | F1
| 9 BRANCHWOOD CT , LAWRENCEVILLE, NJ, 08648-1057 | 08648-1057 | LAWRENCEVILLE |  |  |  |  | 40.3036 | '-74.72639608 |  | NL |  | C |  | C |  |  |  |  | F1
| 8 BRIDLE PATH , LAWRENCEVILLE, NJ, 08648-1570 | 08648-1570 | LAWRENCEVILLE |  |  |  |  | 40.3023 | '-74.75419923 |  | NL |  | C |  | C |  |  |  |  | F1
| H13 SHIRLEY LN , LAWRENCEVILLE, NJ, 08648-1425 | 08648-1425 | LAWRENCEVILLE |  |  |  |  | 40.303 | '-74.74460368 |  | NL |  | C |  | P |  |  |  |  | F1
| H22 SHIRLEY LN , LAWRENCEVILLE, NJ, 08648-1425 | 08648-1425 | LAWRENCEVILLE |  |  |  |  | 40.3032 | '-74.745111 |  | NL |  | C |  | P |  |  |  |  | F1
| G12 SHIRLEY LN , LAWRENCEVILLE, NJ, 08648-1424 | 08648-1424 | LAWRENCEVILLE |  |  |  |  | 40.3028 | '-74.74444299 |  | UL | N | UX |  | UX
| G7 SHIRLEY LN , LAWRENCEVILLE, NJ, 08648-1424 | 08648-1424 | LAWRENCEVILLE |  |  |  |  | 40.3025 | '-74.7447796 |  | NL |  | C |  | C |  |  |  |  | F1
| 51 WINTHROP RD , LAWRENCEVILLE, NJ, 08648-1560 | 08648-1560 | LAWRENCEVILLE |  |  |  |  | 40.2941 | '-74.74708503 |  | NL |  | C |  | C |  |  |  |  | F1
| 20 WINTHROP RD , LAWRENCEVILLE, NJ, 08648-1545 | 08648-1545 | LAWRENCEVILLE |  |  |  |  | 40.2963 | '-74.75169554 |  | NL |  | C |  | C |  |  |  |  | F1
| 17 WINTHROP RD , LAWRENCEVILLE, NJ, 08648-1557 | 08648-1557 | LAWRENCEVILLE |  |  |  |  | 40.2967 | '-74.75204643 |  | NL |  | C |  | C |  |  |  |  | F1
| 38 WINTHROP RD , LAWRENCEVILLE, NJ, 08648-1559 | 08648-1559 | LAWRENCEVILLE |  |  |  |  | 40.2939 | '-74.74814086 |  | NL |  | C |  | C |  |  |  |  | F1
| 2727 MAIN ST , LAWRENCEVILLE, NJ, 08648-1014 | 08648-1014 | LAWRENCEVILLE |  |  |  |  | 40.2995 | '-74.72823751 |  | NL |  | C |  | C |  |  |  |  | F1
| 43 WOODLANE RD , LAWRENCEVILLE, NJ, 08648-5544 | 08648-5544 | LAWRENCEVILLE |  |  |  |  | 40.3073 | '-74.72787057 |  | NL |  | C |  | C |  |  |  |  | F1
| 507 BERGEN ST , LAWRENCEVILLE, NJ, 08648-1065 | 08648-1065 | LAWRENCEVILLE |  |  |  |  | 40.3074 | '-74.7293931 |  | NL |  | C |  | P |  |  |  |  | F1
| 519 BERGEN ST , LAWRENCEVILLE, NJ, 08648-1066 | 08648-1066 | LAWRENCEVILLE |  |  |  |  | 40.309 | '-74.72754651 |  | NL |  | C |  | P |  |  |  |  | F1
| G8 SHIRLEY LN , LAWRENCEVILLE, NJ, 08648-1424 | 08648-1424 | LAWRENCEVILLE |  |  |  |  | 40.3026 | '-74.74470384 |  | NL |  | C |  | C |  |  |  |  | F1
| G9 SHIRLEY LN , LAWRENCEVILLE, NJ, 08648-1424 | 08648-1424 | LAWRENCEVILLE |  |  |  |  | 40.3026 | '-74.74464669 |  | NL |  | C |  | C |  |  |  |  | F1
| G10 SHIRLEY LN , LAWRENCEVILLE, NJ, 08648-1424 | 08648-1424 | LAWRENCEVILLE |  |  |  |  | 40.3027 | '-74.74459453 |  | NL |  | C |  | P |  |  |  |  | F1
| G11 SHIRLEY LN , LAWRENCEVILLE, NJ, 08648-1424 | 08648-1424 | LAWRENCEVILLE |  |  |  |  | 40.3027 | '-74.74453376 |  | NL |  | C |  | P |  |  |  |  | F1
| G13 SHIRLEY LN , LAWRENCEVILLE, NJ, 08648-1424 | 08648-1424 | LAWRENCEVILLE |  |  |  |  | 40.3029 | '-74.74411982 |  | NL |  | C |  | P |  |  |  |  | F1
| G14 SHIRLEY LN , LAWRENCEVILLE, NJ, 08648-1424 | 08648-1424 | LAWRENCEVILLE |  |  |  |  | 40.3028 | '-74.7440672 |  | NL |  | C |  | P |  |  |  |  | F1
| G16 SHIRLEY LN , LAWRENCEVILLE, NJ, 08648-1424 | 08648-1424 | LAWRENCEVILLE |  |  |  |  | 40.3027 | '-74.74394371 |  | NL |  | C |  | P |  |  |  |  | F1
| 29 MANNING LN , LAWRENCEVILLE, NJ, 08648-1018 | 08648-1018 | LAWRENCEVILLE |  |  |  |  | 40.3007 | '-74.73020435 |  | NL |  | C |  | P |  |  |  |  | F1
| G15 SHIRLEY LN , LAWRENCEVILLE, NJ, 08648-1424 | 08648-1424 | LAWRENCEVILLE |  |  |  |  | 40.3028 | '-74.74400244 |  | NL |  | C |  | C |  |  |  |  | F1
| 17 BENNINGTON DR , LAWRENCEVILLE, NJ, 08648-1536 | 08648-1536 | LAWRENCEVILLE |  |  |  |  | 40.2957 | '-74.75091988 |  | UL | N | UX |  | UX
| 21 WINTHROP RD , LAWRENCEVILLE, NJ, 08648-1557 | 08648-1557 | LAWRENCEVILLE |  |  |  |  | 40.2961 | '-74.75209744 |  | NL |  | C |  | P |  |  |  |  | F1
| 15 WINTHROP RD , LAWRENCEVILLE, NJ, 08648-1557 | 08648-1557 | LAWRENCEVILLE |  |  |  |  | 40.297 | '-74.75193687 |  | NL |  | C |  | C |  |  |  |  | F1
| 35 WINTHROP RD , LAWRENCEVILLE, NJ, 08648-1560 | 08648-1560 | LAWRENCEVILLE |  |  |  |  | 40.2943 | '-74.75014136 |  | NL |  | C |  | C |  |  |  |  | F1
| 27 TRACEY DR , LAWRENCEVILLE, NJ, 08648-1547 | 08648-1547 | LAWRENCEVILLE |  |  |  |  | 40.2949 | '-74.75006289 |  | NL |  | C |  | C |  |  |  |  | F1
| 18 BENNINGTON DR , LAWRENCEVILLE, NJ, 08648-1537 | 08648-1537 | LAWRENCEVILLE |  |  |  |  | 40.2954 | '-74.75068505 |  | NL |  | C |  | C |  |  |  |  | F1
| 521 BERGEN ST , LAWRENCEVILLE, NJ, 08648-1066 | 08648-1066 | LAWRENCEVILLE |  |  |  |  | 40.3092 | '-74.72721666 |  | NL |  | C |  | P |  |  |  |  | F1
| 5 ROSEBERRY CT , LAWRENCEVILLE, NJ, 08648-1058 | 08648-1058 | LAWRENCEVILLE |  |  |  |  | 40.3057 | '-74.72776774 |  | NL |  | C |  | C |  |  |  |  | F1
| H20 SHIRLEY LN , LAWRENCEVILLE, NJ, 08648-1425 | 08648-1425 | LAWRENCEVILLE |  |  |  |  | 40.3031 | '-74.7450173 |  | NL |  | C |  | P |  |  |  |  | F1
| 2525 MAIN ST , LAWRENCEVILLE, NJ, 08648-1617 | 08648-1617 | LAWRENCEVILLE |  |  |  |  | 40.2936 | '-74.7333577 |  | NL |  | C |  | C |  |  |  |  | F1
| G5 SHIRLEY LN , LAWRENCEVILLE, NJ, 08648-1424 | 08648-1424 | LAWRENCEVILLE |  |  |  |  | 40.3023 | '-74.74437035 |  | NL |  | C |  | C |  |  |  |  | F1
| 4 BRIDLE PATH , LAWRENCEVILLE, NJ, 08648-1570 | 08648-1570 | LAWRENCEVILLE |  |  |  |  | 40.3015 | '-74.75374609 |  | NL |  | C |  | C |  |  |  |  | F1
| 2 BRIDLE PATH , LAWRENCEVILLE, NJ, 08648-1570 | 08648-1570 | LAWRENCEVILLE |  |  |  |  | 40.3012 | '-74.75354463 |  | NL |  | C |  | C |  |  |  |  | F1
| 19 PADDOCK DR , LAWRENCEVILLE, NJ, 08648-1568 | 08648-1568 | LAWRENCEVILLE |  |  |  |  | 40.3018 | '-74.75267787 |  | NL |  | C |  | C |  |  |  |  | F1
| 3 BRIDLE PATH , LAWRENCEVILLE, NJ, 08648-1570 | 08648-1570 | LAWRENCEVILLE |  |  |  |  | 40.3018 | '-74.7544171 |  | NL |  | C |  | C |  |  |  |  | F1
| 7 COACH DR , LAWRENCEVILLE, NJ, 08648-1562 | 08648-1562 | LAWRENCEVILLE |  |  |  |  | 40.2987 | '-74.75526423 |  | UL | N | UX |  | UX
| 11 TRACEY DR , LAWRENCEVILLE, NJ, 08648-1547 | 08648-1547 | LAWRENCEVILLE |  |  |  |  | 40.2973 | '-74.74884466 |  | UL | N | UX |  | UX
| 16 TRACEY DR , LAWRENCEVILLE, NJ, 08648-1548 | 08648-1548 | LAWRENCEVILLE |  |  |  |  | 40.2966 | '-74.74868865 |  | NL |  | C |  | C |  |  |  |  | F1
| 14 TRACEY DR , LAWRENCEVILLE, NJ, 08648-1548 | 08648-1548 | LAWRENCEVILLE |  |  |  |  | 40.2969 | '-74.74859148 |  | NL |  | C |  | C |  |  |  |  | F1
| 41 WOODLANE RD , LAWRENCEVILLE, NJ, 08648-5543 | 08648-5543 | LAWRENCEVILLE |  |  |  |  | 40.3069 | '-74.72825546 |  | NL |  | C |  | C |  |  |  |  | F1
| 166 FEDERAL CITY RD , LAWRENCEVILLE, NJ, 08648-1519 | 08648-1519 | LAWRENCEVILLE |  |  |  |  | 40.295 | '-74.75366873 |  | NL |  | C |  | C |  |  |  |  | F1
| 150 LAWRENCEVILLE-PENNINGTON RD , LAWRENCEVILLE, NJ, 08648 | 08648 | LAWRENCEVILLE |  |  |  |  | 40.3014 | '-74.74786657 |  | NL |  | P |  | P |  |  |  |  | F1
| 2797 MAIN ST , LAWRENCEVILLE, NJ, 08648-1037 | 08648-1037 | LAWRENCEVILLE |  |  |  |  | 40.3014 | '-74.72649631 |  | UL | N | UX |  | UX
| 12 GORDON AVE , LAWRENCEVILLE, NJ, 08648-1005 | 08648-1005 | LAWRENCEVILLE |  |  |  |  | 40.2988 | '-74.73012741 |  | NL |  | C |  | C |  |  |  |  | F1
| 2301 LAWRENCE RD , LAWRENCEVILLE, NJ, 08648-2025 | 08648-2025 | LAWRENCEVILLE |  |  |  |  | 40.2871 | '-74.73536669 |  | NL |  | O | DUCTILE IRON | C |  |  |  |  | F1
| 2301 LAWRENCE RD , LAWRENCEVILLE, NJ, 08648-2025 | 08648-2025 | LAWRENCEVILLE |  |  |  |  | 40.2872 | '-74.73531737 |  | NL |  | O | DUCTILE IRON | O | DUCTILE IRON |  |  |  | F1
| 27 TAMAR CT , LAWRENCEVILLE, NJ, 08648-1581 | 08648-1581 | LAWRENCEVILLE |  |  |  |  | 40.2995 | '-74.7491639 |  | NL |  | C |  | P |  |  |  |  | F1
| 107 DENOW RD , LAWRENCEVILLE, NJ, 08648-1503 | 08648-1503 | LAWRENCEVILLE |  |  |  |  | 40.2879 | '-74.7499267 |  | UL | N | UX |  | UX
| 30 TAMAR CT , LAWRENCEVILLE, NJ, 08648-1582 | 08648-1582 | LAWRENCEVILLE |  |  |  |  | 40.2994 | '-74.74775591 |  | NL |  | C |  | C |  |  |  |  | F1
| 125 LAWRENCEVILLE PENNINGTON RD , LAWRENCEVILLE, NJ, 08648-1412 | 08648-1412 | LAWRENCEVILLE |  |  |  |  | 40.2982 | '-74.74541036 |  | UL | N | UX |  | UX
| 25 GREEN AVE BLDG , LAWRENCEVILLE, NJ, 08648 | 08648 | LAWRENCEVILLE |  |  |  |  | 40.2951 | '-74.73513168 |  | UL | N | UX |  | UX
| WELL 9 JOHNSON TROLLY LINE , LAWRENCEVILLE, NJ, 08648 | 08648 | LAWRENCEVILLE |  |  |  |  | 40.3087 | '-74.74081168 |  | NL |  | C |  | C |  |  |  |  | F1
| WELL 6 JOHNSON TROLLY LINE , LAWRENCEVILLE, NJ, 08648 | 08648 | LAWRENCEVILLE |  |  |  |  | 40.3023 | '-74.73447337 |  | NL |  | C |  | C |  |  |  |  | F1
| 159 FEDERAL CITY RD , LAWRENCEVILLE, NJ, 08648-1507 | 08648-1507 | LAWRENCEVILLE |  |  |  |  | 40.2941 | '-74.75460075 |  | NL |  | C |  | P |  |  |  |  | F1
| 8 LAWRENCIA DR , LAWRENCE TOWNSHIP, NJ, 08648-1533 | 08648-1533 | LAWRENCE TOWNSHIP |  |  |  |  | 40.2977 | '-74.746913 |  | UL | N | C |  | UX |  |  |  |  | F1
| 68 LAWRENCEVILLE PENNINGTON RD , LAWRENCEVILLE, NJ, 08648 | 08648 | LAWRENCEVILLE |  |  |  |  | 40.2923 | '-74.738336 |  | NL |  | C |  | P |  |  |  |  | F1